## pvwatts_hourly
PVWatts: Hourly PV Performance Data
Requested Location: | pueblo, co
Location: | Lat, Lon: 38.25, -104.62
Lat (deg N): | 38.25
Long (deg W): | 104.62
Elev (m): | 1446.04
DC System Size (kW): | 7133
Module Type: | Premium
Array Type: | Fixed (open rack)
Array Tilt (deg): | 20
Array Azimuth (deg): | 180
System Losses: | 14.08
Invert Efficiency: | 96 | [9 empty] | 12233563
DC to AC Size Ratio: | 1.2 | [9 empty] | 11804631.0695
Average Cost of Electricity Purchased from Utility ($/kWh): | 0.127 | [9 empty] | 1.0363
Capacity Factor (%) | 19.3
Month | Day | Hour | Beam Irradiance (W/m^2) | Diffuse Irradiance (W/m^2) | Ambient Temperature (C) | Wind Speed (m/s) | Plane of Array Irradiance (W/m^2) | Cell Temperature (C) | DC Array Output (W) | Estimated Production (kWh) | Availability Guarantee (kWh) | Estimated Production (kWh) | Availability Guarantee (kWh)
1 | 1 | 0 | 0 | 0 | -5 | 1 | 0 | -5 | 0 | 0 | 0 | 0 | 0
1 | 1 | 1 | 0 | 0 | -6 | 1 | 0 | -6 | 0 | 0 | 0 | 0 | 0
1 | 1 | 2 | 0 | 0 | -6 | 1 | 0 | -6 | 0 | 0 | 0 | 0 | 0
1 | 1 | 3 | 0 | 0 | -5 | 1 | 0 | -5 | 0 | 0 | 0 | 0 | 0
1 | 1 | 4 | 0 | 0 | -5 | 1 | 0 | -5 | 0 | 0 | 0 | 0 | 0
1 | 1 | 5 | 0 | 0 | -5 | 1 | 0 | -5 | 0 | 0 | 0 | 0 | 0
1 | 1 | 6 | 0 | 0 | -5 | 1 | 0 | -5 | 0 | 0 | 0 | 0 | 0
1 | 1 | 7 | 0 | 9 | -4 | 1 | 8.517 | -6.605 | 57971.453 | 20528.488 | 20117.9182 | 21.2744 | 20.8489
1 | 1 | 8 | 194 | 73 | -1 | 0 | 168.412 | 3.047 | 1071567 | 1012910.688 | 992652.4742 | 1049.7157 | 1028.7214
1 | 1 | 9 | 847 | 55 | 1 | 0 | 558.21 | 22.082 | 3379214.75 | 3252287 | 3187241.26 | 3370.4618 | 3303.0525
1 | 1 | 10 | 920 | 62 | 3 | 0 | 711.099 | 31.817 | 4213946.5 | 4055486.5 | 3974376.77 | 4202.8463 | 4118.7893
1 | 1 | 11 | 949 | 65 | 4 | 1 | 792.745 | 30.127 | 4744700.5 | 4564302.5 | 4473016.45 | 4730.1506 | 4635.5475
1 | 1 | 12 | 563 | 151 | 5 | 2 | 610.546 | 22.408 | 3759870 | 3619013.25 | 3546632.985 | 3750.5134 | 3675.5031
1 | 1 | 13 | 321 | 180 | 5 | 2 | 434.043 | 17.097 | 2719600 | 2615020 | 2562719.6 | 2710.0391 | 2655.8383
1 | 1 | 14 | 856 | 56 | 4 | 3 | 569.991 | 17.316 | 3512772 | 3381043 | 3313422.14 | 3503.8963 | 3433.8183
1 | 1 | 15 | 702 | 44 | 1 | 2 | 356.653 | 10.949 | 2160372.75 | 2072963 | 2031503.74 | 2148.286 | 2105.3203
1 | 1 | 16 | 285 | 17 | -2 | 1 | 98.897 | 0.79 | 560878.313 | 513579.469 | 503307.8796 | 532.2408 | 521.596
1 | 1 | 17 | 0 | 0 | -3 | 1 | 0 | -3 | 0 | 0 | 0 | 0 | 0
1 | 1 | 18 | 0 | 0 | -3 | 1 | 0 | -3 | 0 | 0 | 0 | 0 | 0
1 | 1 | 19 | 0 | 0 | -4 | 0 | 0 | -4 | 0 | 0 | 0 | 0 | 0
1 | 1 | 20 | 0 | 0 | -4 | 0 | 0 | -4 | 0 | 0 | 0 | 0 | 0
1 | 1 | 21 | 0 | 0 | -4 | 0 | 0 | -4 | 0 | 0 | 0 | 0 | 0
1 | 1 | 22 | 0 | 0 | -4 | 0 | 0 | -4 | 0 | 0 | 0 | 0 | 0
1 | 1 | 23 | 0 | 0 | -4 | 0 | 0 | -4 | 0 | 0 | 0 | 0 | 0
1 | 2 | 0 | 0 | 0 | -4 | 0 | 0 | -4 | 0 | 0 | 0 | 0 | 0
1 | 2 | 1 | 0 | 0 | -4 | 0 | 0 | -4 | 0 | 0 | 0 | 0 | 0
1 | 2 | 2 | 0 | 0 | -4 | 1 | 0 | -4 | 0 | 0 | 0 | 0 | 0
1 | 2 | 3 | 0 | 0 | -4 | 1 | 0 | -4 | 0 | 0 | 0 | 0 | 0
1 | 2 | 4 | 0 | 0 | -4 | 1 | 0 | -4 | 0 | 0 | 0 | 0 | 0
1 | 2 | 5 | 0 | 0 | -4 | 1 | 0 | -4 | 0 | 0 | 0 | 0 | 0
1 | 2 | 6 | 0 | 0 | -4 | 1 | 0 | -4 | 0 | 0 | 0 | 0 | 0
1 | 2 | 7 | 0 | 8 | -3 | 1 | 7.569 | -5.031 | 51261.527 | 13941.151 | 13662.328 | 14.4477 | 14.1588
1 | 2 | 8 | 315 | 66 | -1 | 1 | 215.074 | 3.664 | 1351757.375 | 1286292.375 | 1260566.5275 | 1333.031 | 1306.3704
1 | 2 | 9 | 363 | 121 | 1 | 2 | 358.009 | 9.699 | 2277251 | 2186387.5 | 2142659.75 | 2265.8319 | 2220.5152
1 | 2 | 10 | 891 | 69 | 3 | 2 | 704.86 | 21.516 | 4332255.5 | 4169033 | 4085652.34 | 4320.5186 | 4234.1082
1 | 2 | 11 | 928 | 70 | 4 | 3 | 783.868 | 23.099 | 4809523.5 | 4626345.5 | 4533818.59 | 4794.4479 | 4698.559
1 | 2 | 12 | 935 | 69 | 5 | 2 | 790.47 | 27.059 | 4783856.5 | 4601782 | 4509746.36 | 4768.9919 | 4673.6121
1 | 2 | 13 | 915 | 65 | 5 | 1 | 719 | 29.264 | 4302692.5 | 4140666.75 | 4057853.415 | 4291.1216 | 4205.2992
1 | 2 | 14 | 862 | 56 | 4 | 0 | 575.125 | 29.425 | 3399042 | 3271407.25 | 3205979.105 | 3390.2768 | 3322.4713
1 | 2 | 15 | 738 | 42 | 1 | 0 | 371.154 | 18.782 | 2189306.5 | 2101048.5 | 2059027.53 | 2177.392 | 2133.8442
1 | 2 | 16 | 368 | 16 | 0 | 1 | 119.211 | 3.555 | 662083.563 | 612642 | 600389.16 | 634.9029 | 622.2048
1 | 2 | 17 | 0 | 0 | -1 | 1 | 0 | -1 | 0 | 0 | 0 | 0 | 0
1 | 2 | 18 | 0 | 0 | -1 | 1 | 0 | -1 | 0 | 0 | 0 | 0 | 0
1 | 2 | 19 | 0 | 0 | -1 | 1 | 0 | -1 | 0 | 0 | 0 | 0 | 0
1 | 2 | 20 | 0 | 0 | -2 | 1 | 0 | -2 | 0 | 0 | 0 | 0 | 0
1 | 2 | 21 | 0 | 0 | -2 | 1 | 0 | -2 | 0 | 0 | 0 | 0 | 0
1 | 2 | 22 | 0 | 0 | -2 | 1 | 0 | -2 | 0 | 0 | 0 | 0 | 0
1 | 2 | 23 | 0 | 0 | -2 | 2 | 0 | -2 | 0 | 0 | 0 | 0 | 0
1 | 3 | 0 | 0 | 0 | -2 | 3 | 0 | -2 | 0 | 0 | 0 | 0 | 0
1 | 3 | 1 | 0 | 0 | -1 | 4 | 0 | -1 | 0 | 0 | 0 | 0 | 0
1 | 3 | 2 | 0 | 0 | -1 | 4 | 0 | -1 | 0 | 0 | 0 | 0 | 0
1 | 3 | 3 | 0 | 0 | -1 | 4 | 0 | -1 | 0 | 0 | 0 | 0 | 0
1 | 3 | 4 | 0 | 0 | -1 | 4 | 0 | -1 | 0 | 0 | 0 | 0 | 0
1 | 3 | 5 | 0 | 0 | -2 | 3 | 0 | -2 | 0 | 0 | 0 | 0 | 0
1 | 3 | 6 | 0 | 0 | -1 | 3 | 0 | -1 | 0 | 0 | 0 | 0 | 0
1 | 3 | 7 | 0 | 11 | 0 | 3 | 10.415 | -1.358 | 69718.766 | 32060.617 | 31419.4047 | 33.2256 | 32.5611
1 | 3 | 8 | 302 | 66 | 2 | 3 | 209.574 | 5.357 | 1310796.125 | 1246352 | 1221424.96 | 1291.6393 | 1265.8065
1 | 3 | 9 | 886 | 46 | 5 | 2 | 564.989 | 19.23 | 3451259.25 | 3321753.25 | 3255318.185 | 3442.4522 | 3373.6031
1 | 3 | 10 | 944 | 52 | 8 | 1 | 715.581 | 30.967 | 4252799.5 | 4092783.75 | 4010928.075 | 4241.4987 | 4156.6688
1 | 3 | 11 | 686 | 117 | 10 | 1 | 667.876 | 32.128 | 3972217.25 | 3823262.25 | 3746797.005 | 3962.1839 | 3882.9403
1 | 3 | 12 | 957 | 59 | 11 | 0 | 795.834 | 42.471 | 4554498.5 | 4382131 | 4294488.38 | 4541.3597 | 4450.5325
1 | 3 | 13 | 930 | 57 | 10 | 0 | 721.061 | 40.024 | 4150008 | 3994091.75 | 3914209.915 | 4139.2207 | 4056.4363
1 | 3 | 14 | 866 | 52 | 8 | 0 | 574.191 | 33.119 | 3349298.5 | 3223433.5 | 3158964.83 | 3340.5599 | 3273.7487
1 | 3 | 15 | 729 | 41 | 5 | 1 | 367.852 | 17.645 | 2179958 | 2091974.375 | 2050134.8875 | 2167.9882 | 2124.6284
1 | 3 | 16 | 350 | 17 | 3 | 1 | 116.246 | 6.403 | 642798.625 | 593769.5 | 581894.11 | 615.3447 | 603.0378
1 | 3 | 17 | 0 | 0 | 3 | 0 | 0 | 3 | 0 | 0 | 0 | 0 | 0
1 | 3 | 18 | 0 | 0 | 2 | 0 | 0 | 2 | 0 | 0 | 0 | 0 | 0
1 | 3 | 19 | 0 | 0 | 2 | 0 | 0 | 2 | 0 | 0 | 0 | 0 | 0
1 | 3 | 20 | 0 | 0 | 2 | 1 | 0 | 2 | 0 | 0 | 0 | 0 | 0
1 | 3 | 21 | 0 | 0 | 1 | 1 | 0 | 1 | 0 | 0 | 0 | 0 | 0
1 | 3 | 22 | 0 | 0 | 0 | 1 | 0 | 0 | 0 | 0 | 0 | 0 | 0
1 | 3 | 23 | 0 | 0 | 0 | 1 | 0 | 0 | 0 | 0 | 0 | 0 | 0
1 | 4 | 0 | 0 | 0 | 0 | 1 | 0 | 0 | 0 | 0 | 0 | 0 | 0
1 | 4 | 1 | 0 | 0 | 0 | 1 | 0 | 0 | 0 | 0 | 0 | 0 | 0
1 | 4 | 2 | 0 | 0 | 0 | 2 | 0 | 0 | 0 | 0 | 0 | 0 | 0
1 | 4 | 3 | 0 | 0 | 0 | 2 | 0 | 0 | 0 | 0 | 0 | 0 | 0
1 | 4 | 4 | 0 | 0 | 0 | 2 | 0 | 0 | 0 | 0 | 0 | 0 | 0
1 | 4 | 5 | 0 | 0 | 0 | 2 | 0 | 0 | 0 | 0 | 0 | 0 | 0
1 | 4 | 6 | 0 | 0 | 0 | 2 | 0 | 0 | 0 | 0 | 0 | 0 | 0
1 | 4 | 7 | 0 | 11 | 2 | 3 | 10.415 | 0.65 | 69270.141 | 31620.223 | 30987.8185 | 32.7692 | 32.1138
1 | 4 | 8 | 214 | 72 | 5 | 4 | 174.708 | 7.256 | 1093533.125 | 1034357.813 | 1013670.6567 | 1071.9421 | 1050.5033
1 | 4 | 9 | 880 | 45 | 8 | 4 | 560.226 | 19.187 | 3422500 | 3294026.25 | 3228145.725 | 3413.7177 | 3345.4433
1 | 4 | 10 | 941 | 51 | 11 | 3 | 712.634 | 27.837 | 4282755 | 4121534 | 4039103.32 | 4271.2937 | 4185.8678
1 | 4 | 11 | 963 | 54 | 14 | 3 | 791.823 | 32.955 | 4691520.5 | 4513387 | 4423119.26 | 4677.385 | 4583.8373
1 | 4 | 12 | 961 | 55 | 15 | 2 | 795.135 | 36.724 | 4648136.5 | 4471839 | 4382402.22 | 4634.3273 | 4541.6408
1 | 4 | 13 | 938 | 54 | 14 | 0 | 724.507 | 43.772 | 4112400 | 3957970 | 3878810.6 | 4101.7864 | 4019.7507
1 | 4 | 14 | 882 | 48 | 12 | 0 | 580.302 | 37.041 | 3337382.75 | 3211939.5 | 3147700.71 | 3328.6482 | 3262.0753
1 | 4 | 15 | 754 | 38 | 9 | 0 | 374.097 | 26.46 | 2149300.25 | 2062214.125 | 2020969.8425 | 2137.1465 | 2094.4036
1 | 4 | 16 | 391 | 16 | 7 | 0 | 124.979 | 13.688 | 670031.563 | 620419.5 | 608011.11 | 642.963 | 630.1037
1 | 4 | 17 | 0 | 0 | 6 | 1 | 0 | 6 | 0 | 0 | 0 | 0 | 0
1 | 4 | 18 | 0 | 0 | 5 | 1 | 0 | 5 | 0 | 0 | 0 | 0 | 0
1 | 4 | 19 | 0 | 0 | 3 | 1 | 0 | 3 | 0 | 0 | 0 | 0 | 0
1 | 4 | 20 | 0 | 0 | 1 | 1 | 0 | 1 | 0 | 0 | 0 | 0 | 0
1 | 4 | 21 | 0 | 0 | 1 | 1 | 0 | 1 | 0 | 0 | 0 | 0 | 0
1 | 4 | 22 | 0 | 0 | 1 | 0 | 0 | 1 | 0 | 0 | 0 | 0 | 0
1 | 4 | 23 | 0 | 0 | 2 | 0 | 0 | 2 | 0 | 0 | 0 | 0 | 0
1 | 5 | 0 | 0 | 0 | 1 | 0 | 0 | 1 | 0 | 0 | 0 | 0 | 0
1 | 5 | 1 | 0 | 0 | 0 | 1 | 0 | 0 | 0 | 0 | 0 | 0 | 0
1 | 5 | 2 | 0 | 0 | 0 | 1 | 0 | 0 | 0 | 0 | 0 | 0 | 0
1 | 5 | 3 | 0 | 0 | 0 | 1 | 0 | 0 | 0 | 0 | 0 | 0 | 0
1 | 5 | 4 | 0 | 0 | 0 | 1 | 0 | 0 | 0 | 0 | 0 | 0 | 0
1 | 5 | 5 | 0 | 0 | 0 | 1 | 0 | 0 | 0 | 0 | 0 | 0 | 0
1 | 5 | 6 | 0 | 0 | 0 | 2 | 0 | 0 | 0 | 0 | 0 | 0 | 0
1 | 5 | 7 | 0 | 11 | 2 | 2 | 10.415 | 0.527 | 69297.539 | 31647.119 | 31014.1766 | 32.797 | 32.1411
1 | 5 | 8 | 211 | 72 | 5 | 2 | 173.332 | 7.76 | 1083317.75 | 1024384.188 | 1003896.5042 | 1061.6061 | 1040.374
1 | 5 | 9 | 883 | 49 | 8 | 1 | 566.966 | 24.716 | 3398692.75 | 3271070.5 | 3205649.09 | 3389.9278 | 3322.1292
1 | 5 | 10 | 947 | 55 | 11 | 1 | 722.21 | 33.997 | 4246206.5 | 4086455.25 | 4004726.145 | 4234.9403 | 4150.2415
1 | 5 | 11 | 973 | 58 | 13 | 1 | 805.245 | 38.914 | 4669056.5 | 4491875 | 4402037.5 | 4655.0913 | 4561.9895
1 | 5 | 12 | 975 | 58 | 14 | 1 | 810.798 | 40.348 | 4677429 | 4499893 | 4409895.14 | 4663.4007 | 4570.1327
1 | 5 | 13 | 954 | 56 | 14 | 0 | 739.876 | 44.334 | 4191426.25 | 4033865 | 3953187.7 | 4180.4391 | 4096.8303
1 | 5 | 14 | 896 | 50 | 12 | 0 | 592.891 | 37.536 | 3404845 | 3277003 | 3211462.94 | 3396.0759 | 3328.1543
1 | 5 | 15 | 766 | 40 | 8 | 1 | 383.484 | 21.122 | 2247159.75 | 2157192.25 | 2114048.405 | 2235.5758 | 2190.8643
1 | 5 | 16 | 406 | 17 | 5 | 0 | 130.658 | 12.028 | 705555.875 | 655177.5 | 642073.95 | 678.984 | 665.4043
1 | 5 | 17 | 0 | 0 | 4 | 0 | 0 | 4 | 0 | 0 | 0 | 0 | 0
1 | 5 | 18 | 0 | 0 | 3 | 0 | 0 | 3 | 0 | 0 | 0 | 0 | 0
1 | 5 | 19 | 0 | 0 | 2 | 1 | 0 | 2 | 0 | 0 | 0 | 0 | 0
1 | 5 | 20 | 0 | 0 | 1 | 2 | 0 | 1 | 0 | 0 | 0 | 0 | 0
1 | 5 | 21 | 0 | 0 | 1 | 2 | 0 | 1 | 0 | 0 | 0 | 0 | 0
1 | 5 | 22 | 0 | 0 | 2 | 3 | 0 | 2 | 0 | 0 | 0 | 0 | 0
1 | 5 | 23 | 0 | 0 | 2 | 3 | 0 | 2 | 0 | 0 | 0 | 0 | 0
1 | 6 | 0 | 0 | 0 | 2 | 3 | 0 | 2 | 0 | 0 | 0 | 0 | 0
1 | 6 | 1 | 0 | 0 | 1 | 2 | 0 | 1 | 0 | 0 | 0 | 0 | 0
1 | 6 | 2 | 0 | 0 | 1 | 2 | 0 | 1 | 0 | 0 | 0 | 0 | 0
1 | 6 | 3 | 0 | 0 | 1 | 1 | 0 | 1 | 0 | 0 | 0 | 0 | 0
1 | 6 | 4 | 0 | 0 | 2 | 1 | 0 | 2 | 0 | 0 | 0 | 0 | 0
1 | 6 | 5 | 0 | 0 | 2 | 0 | 0 | 2 | 0 | 0 | 0 | 0 | 0
1 | 6 | 6 | 0 | 0 | 3 | 0 | 0 | 3 | 0 | 0 | 0 | 0 | 0
1 | 6 | 7 | 0 | 10 | 4 | 0 | 9.466 | 2.033 | 62675.637 | 25146.592 | 24643.6602 | 26.0603 | 25.5391
1 | 6 | 8 | 255 | 70 | 7 | 0 | 194.723 | 12.342 | 1194924 | 1133320.5 | 1110654.09 | 1174.5007 | 1151.0107
1 | 6 | 9 | 361 | 123 | 10 | 1 | 358.808 | 20.298 | 2202213.75 | 2113575.75 | 2071304.235 | 2190.3744 | 2146.5669
1 | 6 | 10 | 676 | 103 | 12 | 2 | 601.45 | 27.509 | 3624176.75 | 3488372 | 3418604.56 | 3615.1251 | 3542.8226
1 | 6 | 11 | 636 | 133 | 13 | 2 | 650.179 | 30.521 | 3890570.5 | 3744757.25 | 3669862.105 | 3880.8264 | 3803.2099
1 | 6 | 12 | 928 | 68 | 14 | 1 | 789.084 | 39.093 | 4574120 | 4400933 | 4312914.34 | 4560.8449 | 4469.628
1 | 6 | 13 | 903 | 65 | 14 | 1 | 717.053 | 37.628 | 4165700.25 | 4009162 | 3928978.76 | 4154.8385 | 4071.7418
1 | 6 | 14 | 844 | 58 | 12 | 1 | 577.972 | 31.399 | 3396890.75 | 3269332.75 | 3203946.095 | 3388.1269 | 3320.3644
1 | 6 | 15 | 711 | 45 | 8 | 1 | 369.72 | 20.617 | 2176373 | 2088494.75 | 2046724.855 | 2164.3821 | 2121.0945
1 | 6 | 16 | 349 | 19 | 4 | 1 | 119.599 | 7.522 | 663254.5 | 613787.875 | 601512.1175 | 636.0904 | 623.3686
1 | 6 | 17 | 0 | 0 | 2 | 2 | 0 | 2 | 0 | 0 | 0 | 0 | 0
1 | 6 | 18 | 0 | 0 | 1 | 2 | 0 | 1 | 0 | 0 | 0 | 0 | 0
1 | 6 | 19 | 0 | 0 | 0 | 3 | 0 | 0 | 0 | 0 | 0 | 0 | 0
1 | 6 | 20 | 0 | 0 | 0 | 2 | 0 | 0 | 0 | 0 | 0 | 0 | 0
1 | 6 | 21 | 0 | 0 | 0 | 2 | 0 | 0 | 0 | 0 | 0 | 0 | 0
1 | 6 | 22 | 0 | 0 | -1 | 2 | 0 | -1 | 0 | 0 | 0 | 0 | 0
1 | 6 | 23 | 0 | 0 | -2 | 2 | 0 | -2 | 0 | 0 | 0 | 0 | 0
1 | 7 | 0 | 0 | 0 | -3 | 2 | 0 | -3 | 0 | 0 | 0 | 0 | 0
1 | 7 | 1 | 0 | 0 | -3 | 3 | 0 | -3 | 0 | 0 | 0 | 0 | 0
1 | 7 | 2 | 0 | 0 | -3 | 3 | 0 | -3 | 0 | 0 | 0 | 0 | 0
1 | 7 | 3 | 0 | 0 | -3 | 3 | 0 | -3 | 0 | 0 | 0 | 0 | 0
1 | 7 | 4 | 0 | 0 | -3 | 3 | 0 | -3 | 0 | 0 | 0 | 0 | 0
1 | 7 | 5 | 0 | 0 | -3 | 2 | 0 | -3 | 0 | 0 | 0 | 0 | 0
1 | 7 | 6 | 0 | 0 | -3 | 2 | 0 | -3 | 0 | 0 | 0 | 0 | 0
1 | 7 | 7 | 0 | 8 | -2 | 2 | 7.569 | -3.613 | 51031.008 | 13714.839 | 13440.5422 | 14.2132 | 13.9289
1 | 7 | 8 | 184 | 74 | 0 | 3 | 164.682 | 2.222 | 1051406 | 993223.875 | 973359.3975 | 1029.3136 | 1008.7273
1 | 7 | 9 | 353 | 124 | 0 | 3 | 355.374 | 7.425 | 2278291.25 | 2187396.5 | 2143648.57 | 2266.8775 | 2221.54
1 | 7 | 10 | 887 | 74 | 1 | 2 | 710.128 | 19.726 | 4392834 | 4227144 | 4142601.12 | 4380.7411 | 4293.1263
1 | 7 | 11 | 911 | 81 | 2 | 2 | 794.338 | 24.074 | 4859103 | 4673784 | 4580308.32 | 4843.6102 | 4746.738
1 | 7 | 12 | 927 | 77 | 3 | 1 | 800.707 | 29.794 | 4801097 | 4618281.5 | 4525915.87 | 4786.0909 | 4690.3691
1 | 7 | 13 | 912 | 70 | 4 | 1 | 731.214 | 28.736 | 4387135.5 | 4221678.5 | 4137244.93 | 4375.077 | 4287.5755
1 | 7 | 14 | 853 | 62 | 3 | 1 | 589.924 | 23.305 | 3569137.75 | 3435354.75 | 3366647.655 | 3560.1815 | 3488.9778
1 | 7 | 15 | 718 | 48 | 1 | 1 | 377.777 | 14.183 | 2275933.75 | 2185109.5 | 2141407.31 | 2264.5074 | 2219.2173
1 | 7 | 16 | 358 | 20 | -1 | 1 | 123.435 | 2.745 | 696278.375 | 646100.75 | 633178.735 | 669.5774 | 656.1859
1 | 7 | 17 | 0 | 0 | -2 | 1 | 0 | -2 | 0 | 0 | 0 | 0 | 0
1 | 7 | 18 | 0 | 0 | -3 | 0 | 0 | -3 | 0 | 0 | 0 | 0 | 0
1 | 7 | 19 | 0 | 0 | -3 | 0 | 0 | -3 | 0 | 0 | 0 | 0 | 0
1 | 7 | 20 | 0 | 0 | -4 | 1 | 0 | -4 | 0 | 0 | 0 | 0 | 0
1 | 7 | 21 | 0 | 0 | -4 | 1 | 0 | -4 | 0 | 0 | 0 | 0 | 0
1 | 7 | 22 | 0 | 0 | -4 | 1 | 0 | -4 | 0 | 0 | 0 | 0 | 0
1 | 7 | 23 | 0 | 0 | -4 | 1 | 0 | -4 | 0 | 0 | 0 | 0 | 0
1 | 8 | 0 | 0 | 0 | -3 | 1 | 0 | -3 | 0 | 0 | 0 | 0 | 0
1 | 8 | 1 | 0 | 0 | -3 | 1 | 0 | -3 | 0 | 0 | 0 | 0 | 0
1 | 8 | 2 | 0 | 0 | -3 | 1 | 0 | -3 | 0 | 0 | 0 | 0 | 0
1 | 8 | 3 | 0 | 0 | -3 | 1 | 0 | -3 | 0 | 0 | 0 | 0 | 0
1 | 8 | 4 | 0 | 0 | -3 | 2 | 0 | -3 | 0 | 0 | 0 | 0 | 0
1 | 8 | 5 | 0 | 0 | -3 | 1 | 0 | -3 | 0 | 0 | 0 | 0 | 0
1 | 8 | 6 | 0 | 0 | -2 | 1 | 0 | -2 | 0 | 0 | 0 | 0 | 0
1 | 8 | 7 | 0 | 13 | 0 | 1 | 12.315 | -1.681 | 82521.711 | 44628.223 | 43735.6585 | 46.2498 | 45.3248
1 | 8 | 8 | 335 | 65 | 3 | 1 | 220.759 | 7.87 | 1365502.5 | 1299692.875 | 1273699.0175 | 1346.9184 | 1319.98
1 | 8 | 9 | 423 | 115 | 6 | 0 | 384.98 | 21.057 | 2353520.25 | 2260364.5 | 2215157.21 | 2342.4969 | 2295.6469
1 | 8 | 10 | 1004 | 51 | 8 | 0 | 758.261 | 36.84 | 4412552.5 | 4246055.5 | 4161134.39 | 4400.3398 | 4312.333
1 | 8 | 11 | 1028 | 54 | 9 | 1 | 844.957 | 36.467 | 4943999 | 4754984.5 | 4659884.81 | 4927.7612 | 4829.2059
1 | 8 | 12 | 1028 | 54 | 10 | 1 | 850.592 | 37.914 | 4952052.5 | 4762685 | 4667431.3 | 4935.7415 | 4837.0266
1 | 8 | 13 | 1005 | 53 | 9 | 1 | 777.591 | 34.943 | 4561910.5 | 4389234 | 4301449.32 | 4548.7208 | 4457.7464
1 | 8 | 14 | 950 | 48 | 7 | 1 | 628.383 | 28.428 | 3731780.25 | 3591977.5 | 3520137.95 | 3722.4952 | 3648.0453
1 | 8 | 15 | 831 | 39 | 3 | 1 | 415.844 | 17.491 | 2471710.25 | 2374942.5 | 2327443.65 | 2461.2382 | 2412.0134
1 | 8 | 16 | 498 | 19 | 0 | 1 | 158.539 | 5.139 | 875055.063 | 820930 | 804511.4 | 850.7592 | 833.744
1 | 8 | 17 | 0 | 0 | 0 | 1 | 0 | 0 | 0 | 0 | 0 | 0 | 0
1 | 8 | 18 | 0 | 0 | 0 | 1 | 0 | 0 | 0 | 0 | 0 | 0 | 0
1 | 8 | 19 | 0 | 0 | 0 | 1 | 0 | 0 | 0 | 0 | 0 | 0 | 0
1 | 8 | 20 | 0 | 0 | -1 | 1 | 0 | -1 | 0 | 0 | 0 | 0 | 0
1 | 8 | 21 | 0 | 0 | 0 | 1 | 0 | 0 | 0 | 0 | 0 | 0 | 0
1 | 8 | 22 | 0 | 0 | 0 | 0 | 0 | 0 | 0 | 0 | 0 | 0 | 0
1 | 8 | 23 | 0 | 0 | 0 | 0 | 0 | 0 | 0 | 0 | 0 | 0 | 0
1 | 9 | 0 | 0 | 0 | 0 | 0 | 0 | 0 | 0 | 0 | 0 | 0 | 0
1 | 9 | 1 | 0 | 0 | 0 | 0 | 0 | 0 | 0 | 0 | 0 | 0 | 0
1 | 9 | 2 | 0 | 0 | 0 | 0 | 0 | 0 | 0 | 0 | 0 | 0 | 0
1 | 9 | 3 | 0 | 0 | 0 | 0 | 0 | 0 | 0 | 0 | 0 | 0 | 0
1 | 9 | 4 | 0 | 0 | -1 | 0 | 0 | -1 | 0 | 0 | 0 | 0 | 0
1 | 9 | 5 | 0 | 0 | -1 | 0 | 0 | -1 | 0 | 0 | 0 | 0 | 0
1 | 9 | 6 | 0 | 0 | -1 | 0 | 0 | -1 | 0 | 0 | 0 | 0 | 0
1 | 9 | 7 | 0 | 14 | -1 | 0 | 13.265 | -2.323 | 89074.07 | 51059.809 | 50038.6128 | 52.9151 | 51.8568
1 | 9 | 8 | 236 | 72 | 1 | 0 | 182.807 | 5.835 | 1146864.5 | 1086418.625 | 1064690.2525 | 1125.8946 | 1103.3767
1 | 9 | 9 | 564 | 93 | 4 | 1 | 443.282 | 17.041 | 2740518.25 | 2635264.5 | 2582559.21 | 2731.0192 | 2676.3988
1 | 9 | 10 | 607 | 121 | 6 | 2 | 575.351 | 21.272 | 3545457.25 | 3412539.25 | 3344288.465 | 3536.5369 | 3465.8062
1 | 9 | 11 | 716 | 114 | 9 | 3 | 691.434 | 25.435 | 4212036.5 | 4053653 | 3972579.94 | 4200.9461 | 4116.9272
1 | 9 | 12 | 442 | 191 | 10 | 4 | 570.377 | 22.516 | 3514706.25 | 3382907 | 3315248.86 | 3505.828 | 3435.7114
1 | 9 | 13 | 694 | 105 | 10 | 3 | 630.009 | 24.953 | 3835062.25 | 3691365 | 3617537.7 | 3825.4941 | 3748.9842
1 | 9 | 14 | 574 | 101 | 8 | 2 | 474.395 | 21.164 | 2901698.25 | 2791175.5 | 2735351.99 | 2892.5954 | 2834.7435
1 | 9 | 15 | 37 | 87 | 4 | 2 | 109.568 | 6.698 | 707950.125 | 657519.875 | 644369.4775 | 681.4115 | 667.7832
1 | 9 | 16 | 0 | 20 | 1 | 2 | 18.966 | -0.298 | 126527.367 | 87818.469 | 86062.0996 | 91.0094 | 89.1892
1 | 9 | 17 | 0 | 0 | 0 | 2 | 0 | 0 | 0 | 0 | 0 | 0 | 0
1 | 9 | 18 | 0 | 0 | 0 | 1 | 0 | 0 | 0 | 0 | 0 | 0 | 0
1 | 9 | 19 | 0 | 0 | 0 | 1 | 0 | 0 | 0 | 0 | 0 | 0 | 0
1 | 9 | 20 | 0 | 0 | 0 | 1 | 0 | 0 | 0 | 0 | 0 | 0 | 0
1 | 9 | 21 | 0 | 0 | 0 | 1 | 0 | 0 | 0 | 0 | 0 | 0 | 0
1 | 9 | 22 | 0 | 0 | 0 | 1 | 0 | 0 | 0 | 0 | 0 | 0 | 0
1 | 9 | 23 | 0 | 0 | 0 | 1 | 0 | 0 | 0 | 0 | 0 | 0 | 0
1 | 10 | 0 | 0 | 0 | 0 | 1 | 0 | 0 | 0 | 0 | 0 | 0 | 0
1 | 10 | 1 | 0 | 0 | 0 | 2 | 0 | 0 | 0 | 0 | 0 | 0 | 0
1 | 10 | 2 | 0 | 0 | 0 | 2 | 0 | 0 | 0 | 0 | 0 | 0 | 0
1 | 10 | 3 | 0 | 0 | 0 | 2 | 0 | 0 | 0 | 0 | 0 | 0 | 0
1 | 10 | 4 | 0 | 0 | 0 | 2 | 0 | 0 | 0 | 0 | 0 | 0 | 0
1 | 10 | 5 | 0 | 0 | 0 | 2 | 0 | 0 | 0 | 0 | 0 | 0 | 0
1 | 10 | 6 | 0 | 0 | 0 | 2 | 0 | 0 | 0 | 0 | 0 | 0 | 0
1 | 10 | 7 | 0 | 17 | 1 | 2 | 16.12 | -0.735 | 107694.148 | 69335.461 | 67948.7518 | 71.8548 | 70.4177
1 | 10 | 8 | 100 | 77 | 4 | 2 | 128.676 | 5.511 | 821771.375 | 768840.313 | 753463.5067 | 796.7768 | 780.8413
1 | 10 | 9 | 364 | 125 | 7 | 3 | 362.878 | 14.45 | 2272382.5 | 2181664.25 | 2138030.965 | 2260.937 | 2215.7183
1 | 10 | 10 | 907 | 63 | 9 | 3 | 707.892 | 25.282 | 4295076.5 | 4133358.5 | 4050691.33 | 4283.5478 | 4197.8769
1 | 10 | 11 | 935 | 67 | 10 | 3 | 793.43 | 29.114 | 4768341.5 | 4586932.5 | 4495193.85 | 4753.6028 | 4658.5308
1 | 10 | 12 | 935 | 69 | 11 | 2 | 801.793 | 33.082 | 4752174 | 4571456.5 | 4480027.37 | 4737.5645 | 4642.8132
1 | 10 | 13 | 908 | 67 | 10 | 2 | 730.309 | 30.332 | 4358569.5 | 4194277.25 | 4110391.705 | 4346.6801 | 4259.7465
1 | 10 | 14 | 845 | 61 | 9 | 1 | 589.897 | 28.962 | 3501911.75 | 3370576.75 | 3303165.215 | 3493.0497 | 3423.1887
1 | 10 | 15 | 709 | 49 | 6 | 1 | 380.306 | 19.073 | 2259629.75 | 2169291.25 | 2125905.425 | 2248.1144 | 2203.1521
1 | 10 | 16 | 363 | 23 | 3 | 1 | 129.189 | 6.911 | 723413.188 | 672647.125 | 659194.1825 | 697.0884 | 683.1466
1 | 10 | 17 | 0 | 0 | 2 | 1 | 0 | 2 | 0 | 0 | 0 | 0 | 0
1 | 10 | 18 | 0 | 0 | 0 | 1 | 0 | 0 | 0 | 0 | 0 | 0 | 0
1 | 10 | 19 | 0 | 0 | 0 | 1 | 0 | 0 | 0 | 0 | 0 | 0 | 0
1 | 10 | 20 | 0 | 0 | 0 | 1 | 0 | 0 | 0 | 0 | 0 | 0 | 0
1 | 10 | 21 | 0 | 0 | 0 | 1 | 0 | 0 | 0 | 0 | 0 | 0 | 0
1 | 10 | 22 | 0 | 0 | 0 | 2 | 0 | 0 | 0 | 0 | 0 | 0 | 0
1 | 10 | 23 | 0 | 0 | 0 | 2 | 0 | 0 | 0 | 0 | 0 | 0 | 0
1 | 11 | 0 | 0 | 0 | -1 | 1 | 0 | -1 | 0 | 0 | 0 | 0 | 0
1 | 11 | 1 | 0 | 0 | -1 | 1 | 0 | -1 | 0 | 0 | 0 | 0 | 0
1 | 11 | 2 | 0 | 0 | -2 | 2 | 0 | -2 | 0 | 0 | 0 | 0 | 0
1 | 11 | 3 | 0 | 0 | -2 | 2 | 0 | -2 | 0 | 0 | 0 | 0 | 0
1 | 11 | 4 | 0 | 0 | -3 | 2 | 0 | -3 | 0 | 0 | 0 | 0 | 0
1 | 11 | 5 | 0 | 0 | -3 | 1 | 0 | -3 | 0 | 0 | 0 | 0 | 0
1 | 11 | 6 | 0 | 0 | -3 | 1 | 0 | -3 | 0 | 0 | 0 | 0 | 0
1 | 11 | 7 | 0 | 12 | -1 | 1 | 11.364 | -2.682 | 76396.273 | 38615.492 | 37843.1822 | 40.0186 | 39.2182
1 | 11 | 8 | 272 | 71 | 1 | 0 | 202.122 | 6.694 | 1262204 | 1198959.625 | 1174980.4325 | 1242.5249 | 1217.6744
1 | 11 | 9 | 901 | 51 | 4 | 0 | 581.158 | 25.978 | 3469600.75 | 3339433.75 | 3272645.075 | 3460.7751 | 3391.5596
1 | 11 | 10 | 966 | 56 | 7 | 1 | 740.906 | 30.842 | 4407407.5 | 4241121 | 4156298.58 | 4395.226 | 4307.3214
1 | 11 | 11 | 990 | 59 | 9 | 2 | 826.569 | 31.647 | 4922717.5 | 4734633 | 4639940.34 | 4906.6702 | 4808.5368
1 | 11 | 12 | 990 | 60 | 10 | 2 | 834.478 | 33.064 | 4946192 | 4757081 | 4661939.38 | 4929.9338 | 4831.3352
1 | 11 | 13 | 967 | 57 | 11 | 1 | 761.919 | 36.287 | 4450482.5 | 4282427.5 | 4196778.95 | 4438.0334 | 4349.2727
1 | 11 | 14 | 913 | 52 | 9 | 1 | 617.812 | 29.93 | 3653883.5 | 3516981 | 3446641.38 | 3644.7737 | 3571.8782
1 | 11 | 15 | 797 | 42 | 6 | 1 | 410.626 | 20.153 | 2426912 | 2331521.75 | 2284891.315 | 2416.2397 | 2367.9149
1 | 11 | 16 | 482 | 21 | 3 | 1 | 158.914 | 8.077 | 875216.5 | 821087.813 | 804666.0567 | 850.9228 | 833.9043
1 | 11 | 17 | 0 | 0 | 1 | 1 | 0 | 1 | 0 | 0 | 0 | 0 | 0
1 | 11 | 18 | 0 | 0 | 1 | 0 | 0 | 1 | 0 | 0 | 0 | 0 | 0
1 | 11 | 19 | 0 | 0 | 1 | 0 | 0 | 1 | 0 | 0 | 0 | 0 | 0
1 | 11 | 20 | 0 | 0 | 0 | 0 | 0 | 0 | 0 | 0 | 0 | 0 | 0
1 | 11 | 21 | 0 | 0 | 0 | 1 | 0 | 0 | 0 | 0 | 0 | 0 | 0
1 | 11 | 22 | 0 | 0 | 0 | 1 | 0 | 0 | 0 | 0 | 0 | 0 | 0
1 | 11 | 23 | 0 | 0 | -1 | 1 | 0 | -1 | 0 | 0 | 0 | 0 | 0
1 | 12 | 0 | 0 | 0 | -1 | 1 | 0 | -1 | 0 | 0 | 0 | 0 | 0
1 | 12 | 1 | 0 | 0 | -1 | 1 | 0 | -1 | 0 | 0 | 0 | 0 | 0
1 | 12 | 2 | 0 | 0 | -1 | 1 | 0 | -1 | 0 | 0 | 0 | 0 | 0
1 | 12 | 3 | 0 | 0 | -2 | 1 | 0 | -2 | 0 | 0 | 0 | 0 | 0
1 | 12 | 4 | 0 | 0 | -2 | 1 | 0 | -2 | 0 | 0 | 0 | 0 | 0
1 | 12 | 5 | 0 | 0 | -2 | 1 | 0 | -2 | 0 | 0 | 0 | 0 | 0
1 | 12 | 6 | 0 | 0 | -1 | 1 | 0 | -1 | 0 | 0 | 0 | 0 | 0
1 | 12 | 7 | 0 | 13 | 0 | 1 | 12.314 | -1.455 | 82458.313 | 44565.996 | 43674.6761 | 46.1853 | 45.2616
1 | 12 | 8 | 175 | 77 | 3 | 1 | 164.178 | 5.949 | 1037252 | 979401.5 | 959813.47 | 1014.9889 | 994.6892
1 | 12 | 9 | 390 | 123 | 6 | 2 | 375.685 | 14.932 | 2347758.75 | 2254777 | 2209681.46 | 2336.7064 | 2289.9722
1 | 12 | 10 | 958 | 59 | 9 | 2 | 740.089 | 28.265 | 4443672.5 | 4275897.5 | 4190379.55 | 4431.2661 | 4342.6408
1 | 12 | 11 | 985 | 62 | 11 | 3 | 827.966 | 30.956 | 4943729 | 4754726 | 4659631.48 | 4927.4933 | 4828.9434
1 | 12 | 12 | 985 | 63 | 12 | 4 | 836.231 | 30.447 | 5003851 | 4812207.5 | 4715963.35 | 4987.0634 | 4887.3221
1 | 12 | 13 | 957 | 61 | 12 | 3 | 761.875 | 30.633 | 4542855 | 4370973 | 4283553.54 | 4529.7963 | 4439.2003
1 | 12 | 14 | 790 | 60 | 10 | 2 | 559.58 | 25.786 | 3361910 | 3235597.25 | 3170885.305 | 3353.1656 | 3286.1023
1 | 12 | 15 | 774 | 45 | 7 | 2 | 408.444 | 18.185 | 2434936.5 | 2339300.5 | 2292514.49 | 2424.3011 | 2375.8151
1 | 12 | 16 | 461 | 22 | 3 | 2 | 155.065 | 6.734 | 861132.938 | 807321.25 | 791174.825 | 836.656 | 819.9229
1 | 12 | 17 | 0 | 0 | 2 | 3 | 0 | 2 | 0 | 0 | 0 | 0 | 0
1 | 12 | 18 | 0 | 0 | 1 | 2 | 0 | 1 | 0 | 0 | 0 | 0 | 0
1 | 12 | 19 | 0 | 0 | 0 | 2 | 0 | 0 | 0 | 0 | 0 | 0 | 0
1 | 12 | 20 | 0 | 0 | 0 | 2 | 0 | 0 | 0 | 0 | 0 | 0 | 0
1 | 12 | 21 | 0 | 0 | 0 | 1 | 0 | 0 | 0 | 0 | 0 | 0 | 0
1 | 12 | 22 | 0 | 0 | 0 | 1 | 0 | 0 | 0 | 0 | 0 | 0 | 0
1 | 12 | 23 | 0 | 0 | -1 | 1 | 0 | -1 | 0 | 0 | 0 | 0 | 0
1 | 13 | 0 | 0 | 0 | -1 | 1 | 0 | -1 | 0 | 0 | 0 | 0 | 0
1 | 13 | 1 | 0 | 0 | -2 | 0 | 0 | -2 | 0 | 0 | 0 | 0 | 0
1 | 13 | 2 | 0 | 0 | -2 | 0 | 0 | -2 | 0 | 0 | 0 | 0 | 0
1 | 13 | 3 | 0 | 0 | -1 | 2 | 0 | -1 | 0 | 0 | 0 | 0 | 0
1 | 13 | 4 | 0 | 0 | -1 | 4 | 0 | -1 | 0 | 0 | 0 | 0 | 0
1 | 13 | 5 | 0 | 0 | 0 | 5 | 0 | 0 | 0 | 0 | 0 | 0 | 0
1 | 13 | 6 | 0 | 0 | 0 | 6 | 0 | 0 | 0 | 0 | 0 | 0 | 0
1 | 13 | 7 | 0 | 10 | 0 | 7 | 9.465 | -0.875 | 63262.91 | 25723.109 | 25208.6468 | 26.6578 | 26.1246
1 | 13 | 8 | 7 | 72 | 0 | 8 | 75.599 | 0.034 | 502340.625 | 456256.813 | 447131.6767 | 472.8353 | 463.3786
1 | 13 | 9 | 0 | 113 | 0 | 8 | 112.225 | 0.634 | 746444.375 | 695175.875 | 681272.3575 | 720.4357 | 706.027
1 | 13 | 10 | 35 | 179 | 1 | 9 | 214.615 | 3.017 | 1414919.75 | 1347863.25 | 1320905.985 | 1396.8391 | 1368.9023
1 | 13 | 11 | 477 | 187 | 2 | 9 | 592.092 | 9.269 | 3815748.25 | 3672783.5 | 3599327.83 | 3806.2374 | 3730.1127
1 | 13 | 12 | 361 | 215 | 3 | 9 | 528.731 | 9.698 | 3404906.75 | 3277062.5 | 3211521.25 | 3396.1375 | 3328.2148
1 | 13 | 13 | 402 | 183 | 4 | 8 | 501.588 | 10.815 | 3211486 | 3090456 | 3028646.88 | 3202.7505 | 3138.6955
1 | 13 | 14 | 0 | 90 | 4 | 6 | 86.903 | 4.897 | 570075.125 | 522583.813 | 512132.1367 | 541.5724 | 530.7409
1 | 13 | 15 | 217 | 93 | 2 | 3 | 208.845 | 5.556 | 1330039.875 | 1265117.125 | 1239814.7825 | 1311.0863 | 1284.8646
1 | 13 | 16 | 88 | 28 | 0 | 1 | 60.584 | 0.549 | 373918 | 330437.156 | 323828.4129 | 342.4439 | 335.595
1 | 13 | 17 | 0 | 0 | 0 | 1 | 0 | 0 | 0 | 0 | 0 | 0 | 0
1 | 13 | 18 | 0 | 0 | -1 | 1 | 0 | -1 | 0 | 0 | 0 | 0 | 0
1 | 13 | 19 | 0 | 0 | -1 | 1 | 0 | -1 | 0 | 0 | 0 | 0 | 0
1 | 13 | 20 | 0 | 0 | -2 | 1 | 0 | -2 | 0 | 0 | 0 | 0 | 0
1 | 13 | 21 | 0 | 0 | -3 | 1 | 0 | -3 | 0 | 0 | 0 | 0 | 0
1 | 13 | 22 | 0 | 0 | -4 | 2 | 0 | -4 | 0 | 0 | 0 | 0 | 0
1 | 13 | 23 | 0 | 0 | -4 | 2 | 0 | -4 | 0 | 0 | 0 | 0 | 0
1 | 14 | 0 | 0 | 0 | -5 | 2 | 0 | -5 | 0 | 0 | 0 | 0 | 0
1 | 14 | 1 | 0 | 0 | -5 | 3 | 0 | -5 | 0 | 0 | 0 | 0 | 0
1 | 14 | 2 | 0 | 0 | -5 | 3 | 0 | -5 | 0 | 0 | 0 | 0 | 0
1 | 14 | 3 | 0 | 0 | -5 | 3 | 0 | -5 | 0 | 0 | 0 | 0 | 0
1 | 14 | 4 | 0 | 0 | -6 | 2 | 0 | -6 | 0 | 0 | 0 | 0 | 0
1 | 14 | 5 | 0 | 0 | -6 | 2 | 0 | -6 | 0 | 0 | 0 | 0 | 0
1 | 14 | 6 | 0 | 0 | -5 | 1 | 0 | -5 | 0 | 0 | 0 | 0 | 0
1 | 14 | 7 | 0 | 13 | -4 | 1 | 12.314 | -6.114 | 83686.477 | 45771.535 | 44856.1043 | 47.4347 | 46.486
1 | 14 | 8 | 715 | 42 | -1 | 1 | 347.47 | 8.14 | 2109376.25 | 2023451.125 | 1982982.1025 | 2096.975 | 2055.0355
1 | 14 | 9 | 858 | 57 | 1 | 2 | 569.353 | 15.94 | 3522128.75 | 3390060 | 3322258.8 | 3513.2409 | 3442.9761
1 | 14 | 10 | 918 | 67 | 2 | 2 | 724.309 | 21.778 | 4450314.5 | 4282266 | 4196620.68 | 4437.866 | 4349.1087
1 | 14 | 11 | 936 | 75 | 2 | 2 | 809.614 | 24.517 | 4946767.5 | 4757631.5 | 4662478.87 | 4930.5043 | 4831.8943
1 | 14 | 12 | 707 | 123 | 3 | 2 | 706.005 | 23.051 | 4339716.5 | 4176190.75 | 4092666.935 | 4327.9364 | 4241.3777
1 | 14 | 13 | 908 | 74 | 3 | 2 | 746.893 | 23.776 | 4564786 | 4391989 | 4304149.22 | 4551.5759 | 4460.5444
1 | 14 | 14 | 849 | 67 | 2 | 2 | 607.734 | 19.302 | 3736835.5 | 3596843.25 | 3524906.385 | 3727.5378 | 3652.987
1 | 14 | 15 | 729 | 52 | 1 | 1 | 400.013 | 14.971 | 2418476 | 2323344.25 | 2276877.365 | 2407.7651 | 2359.6098
1 | 14 | 16 | 420 | 25 | -1 | 1 | 148.325 | 3.718 | 839285.125 | 785963.188 | 770243.9242 | 814.5219 | 798.2314
1 | 14 | 17 | 0 | 0 | -3 | 1 | 0 | -3 | 0 | 0 | 0 | 0 | 0
1 | 14 | 18 | 0 | 0 | -3 | 1 | 0 | -3 | 0 | 0 | 0 | 0 | 0
1 | 14 | 19 | 0 | 0 | -4 | 0 | 0 | -4 | 0 | 0 | 0 | 0 | 0
1 | 14 | 20 | 0 | 0 | -4 | 0 | 0 | -4 | 0 | 0 | 0 | 0 | 0
1 | 14 | 21 | 0 | 0 | -4 | 0 | 0 | -4 | 0 | 0 | 0 | 0 | 0
1 | 14 | 22 | 0 | 0 | -4 | 0 | 0 | -4 | 0 | 0 | 0 | 0 | 0
1 | 14 | 23 | 0 | 0 | -5 | 0 | 0 | -5 | 0 | 0 | 0 | 0 | 0
1 | 15 | 0 | 0 | 0 | -5 | 0 | 0 | -5 | 0 | 0 | 0 | 0 | 0
1 | 15 | 1 | 0 | 0 | -5 | 0 | 0 | -5 | 0 | 0 | 0 | 0 | 0
1 | 15 | 2 | 0 | 0 | -5 | 1 | 0 | -5 | 0 | 0 | 0 | 0 | 0
1 | 15 | 3 | 0 | 0 | -5 | 1 | 0 | -5 | 0 | 0 | 0 | 0 | 0
1 | 15 | 4 | 0 | 0 | -6 | 1 | 0 | -6 | 0 | 0 | 0 | 0 | 0
1 | 15 | 5 | 0 | 0 | -6 | 1 | 0 | -6 | 0 | 0 | 0 | 0 | 0
1 | 15 | 6 | 0 | 0 | -6 | 1 | 0 | -6 | 0 | 0 | 0 | 0 | 0
1 | 15 | 7 | 0 | 14 | -4 | 1 | 13.264 | -5.517 | 89974.961 | 51944.078 | 50905.1964 | 53.8315 | 52.7549
1 | 15 | 8 | 145 | 79 | -2 | 2 | 154.228 | 0.211 | 996927.75 | 940016.25 | 921215.925 | 974.1726 | 954.6891
1 | 15 | 9 | 793 | 70 | 0 | 3 | 547.747 | 12.114 | 3435777.75 | 3306828 | 3240691.44 | 3426.9846 | 3358.4449
1 | 15 | 10 | 864 | 82 | 0 | 3 | 710.51 | 17.095 | 4438201 | 4270651.5 | 4185238.47 | 4425.8295 | 4337.3129
1 | 15 | 11 | 898 | 86 | 0 | 3 | 800.923 | 19.672 | 4977558 | 4787071.5 | 4691330.07 | 4961.0141 | 4861.7938
1 | 15 | 12 | 899 | 87 | 1 | 3 | 810.445 | 21.091 | 5013962 | 4821873 | 4725435.54 | 4997.0801 | 4897.1385
1 | 15 | 13 | 875 | 83 | 1 | 3 | 741.008 | 19.475 | 4598200 | 4424004.5 | 4335524.41 | 4584.7547 | 4493.0596
1 | 15 | 14 | 800 | 77 | 0 | 3 | 591.283 | 14.753 | 3695253.25 | 3556814.25 | 3485677.965 | 3686.0543 | 3612.3332
1 | 15 | 15 | 25 | 93 | 0 | 2 | 110.343 | 3.182 | 723694.813 | 672922.688 | 659464.2342 | 697.3739 | 683.4265
1 | 15 | 16 | 0 | 25 | -2 | 2 | 24.178 | -3.168 | 162787.547 | 123399.164 | 120931.1807 | 127.883 | 125.3253
1 | 15 | 17 | 0 | 0 | -3 | 3 | 0 | -3 | 0 | 0 | 0 | 0 | 0
1 | 15 | 18 | 0 | 0 | -3 | 3 | 0 | -3 | 0 | 0 | 0 | 0 | 0
1 | 15 | 19 | 0 | 0 | -4 | 4 | 0 | -4 | 0 | 0 | 0 | 0 | 0
1 | 15 | 20 | 0 | 0 | -4 | 4 | 0 | -4 | 0 | 0 | 0 | 0 | 0
1 | 15 | 21 | 0 | 0 | -5 | 3 | 0 | -5 | 0 | 0 | 0 | 0 | 0
1 | 15 | 22 | 0 | 0 | -5 | 3 | 0 | -5 | 0 | 0 | 0 | 0 | 0
1 | 15 | 23 | 0 | 0 | -5 | 3 | 0 | -5 | 0 | 0 | 0 | 0 | 0
1 | 16 | 0 | 0 | 0 | -5 | 4 | 0 | -5 | 0 | 0 | 0 | 0 | 0
1 | 16 | 1 | 0 | 0 | -6 | 4 | 0 | -6 | 0 | 0 | 0 | 0 | 0
1 | 16 | 2 | 0 | 0 | -6 | 4 | 0 | -6 | 0 | 0 | 0 | 0 | 0
1 | 16 | 3 | 0 | 0 | -6 | 4 | 0 | -6 | 0 | 0 | 0 | 0 | 0
1 | 16 | 4 | 0 | 0 | -6 | 4 | 0 | -6 | 0 | 0 | 0 | 0 | 0
1 | 16 | 5 | 0 | 0 | -6 | 4 | 0 | -6 | 0 | 0 | 0 | 0 | 0
1 | 16 | 6 | 0 | 0 | -7 | 4 | 0 | -7 | 0 | 0 | 0 | 0 | 0
1 | 16 | 7 | 0 | 3 | -6 | 4 | 2.835 | -7.625 | 19355.854 | 0 | 0 | 0 | 0
1 | 16 | 8 | 0 | 20 | -6 | 4 | 18.939 | -7.31 | 129195.25 | 90436.594 | 88627.8621 | 93.7227 | 91.8482
1 | 16 | 9 | 0 | 115 | -6 | 4 | 114.147 | -5.127 | 773336.438 | 721477.813 | 707048.2567 | 747.6934 | 732.7395
1 | 16 | 10 | 633 | 152 | -5 | 4 | 629.307 | 7.604 | 4064116 | 3911583.5 | 3833351.83 | 4053.7144 | 3972.6401
1 | 16 | 11 | 23 | 195 | -5 | 4 | 213.726 | -0.523 | 1426253.5 | 1358909.125 | 1331730.9425 | 1408.2863 | 1380.1206
1 | 16 | 12 | 2 | 153 | -5 | 4 | 152.032 | -2.836 | 1022480.75 | 964975.188 | 945675.6842 | 1000.0384 | 980.0377
1 | 16 | 13 | 0 | 99 | -5 | 3 | 95.015 | -4.123 | 641671.438 | 592666.313 | 580812.9867 | 614.2014 | 601.9174
1 | 16 | 14 | 0 | 67 | -5 | 3 | 63.634 | -5.095 | 431070.063 | 386441.438 | 378712.6092 | 400.4831 | 392.4735
1 | 16 | 15 | 420 | 102 | -6 | 2 | 319.148 | 1.149 | 2049061.25 | 1964874.625 | 1925577.1325 | 2036.2701 | 1995.5447
1 | 16 | 16 | 135 | 39 | -7 | 2 | 88.381 | -5.462 | 554073.063 | 506916.406 | 496778.0779 | 525.3357 | 514.829
1 | 16 | 17 | 0 | 0 | -8 | 2 | 0 | -8 | 0 | 0 | 0 | 0 | 0
1 | 16 | 18 | 0 | 0 | -8 | 2 | 0 | -8 | 0 | 0 | 0 | 0 | 0
1 | 16 | 19 | 0 | 0 | -9 | 1 | 0 | -9 | 0 | 0 | 0 | 0 | 0
1 | 16 | 20 | 0 | 0 | -9 | 1 | 0 | -9 | 0 | 0 | 0 | 0 | 0
1 | 16 | 21 | 0 | 0 | -9 | 1 | 0 | -9 | 0 | 0 | 0 | 0 | 0
1 | 16 | 22 | 0 | 0 | -9 | 1 | 0 | -9 | 0 | 0 | 0 | 0 | 0
1 | 16 | 23 | 0 | 0 | -9 | 0 | 0 | -9 | 0 | 0 | 0 | 0 | 0
1 | 17 | 0 | 0 | 0 | -9 | 0 | 0 | -9 | 0 | 0 | 0 | 0 | 0
1 | 17 | 1 | 0 | 0 | -9 | 0 | 0 | -9 | 0 | 0 | 0 | 0 | 0
1 | 17 | 2 | 0 | 0 | -10 | 0 | 0 | -10 | 0 | 0 | 0 | 0 | 0
1 | 17 | 3 | 0 | 0 | -10 | 0 | 0 | -10 | 0 | 0 | 0 | 0 | 0
1 | 17 | 4 | 0 | 0 | -10 | 0 | 0 | -10 | 0 | 0 | 0 | 0 | 0
1 | 17 | 5 | 0 | 0 | -11 | 1 | 0 | -11 | 0 | 0 | 0 | 0 | 0
1 | 17 | 6 | 0 | 0 | -11 | 1 | 0 | -11 | 0 | 0 | 0 | 0 | 0
1 | 17 | 7 | 0 | 7 | -10 | 1 | 6.62 | -12.176 | 45854.156 | 8632.4 | 8459.752 | 8.9461 | 8.7671
1 | 17 | 8 | 592 | 67 | -7 | 1 | 327.71 | 1.561 | 2050569.75 | 1966339.875 | 1927013.0775 | 2037.7886 | 1997.0328
1 | 17 | 9 | 769 | 94 | -5 | 2 | 565.219 | 9.957 | 3576284 | 3442239.5 | 3373394.71 | 3567.3164 | 3495.9701
1 | 17 | 10 | 0 | 119 | -3 | 2 | 115.817 | 0.266 | 771252.125 | 719439.375 | 705050.5875 | 745.5809 | 730.6692
1 | 17 | 11 | 25 | 198 | -1 | 2 | 218.46 | 3.44 | 1439257.625 | 1371582.375 | 1344150.7275 | 1421.4201 | 1392.9917
1 | 17 | 12 | 907 | 114 | 0 | 2 | 851.022 | 22.025 | 5249690.5 | 5047056 | 4946114.88 | 5230.4453 | 5125.8364
1 | 17 | 13 | 34 | 192 | 0 | 1 | 228.437 | 9.845 | 1473077.875 | 1404537.625 | 1376446.8725 | 1455.5728 | 1426.4613
1 | 17 | 14 | 3 | 129 | 0 | 1 | 129.964 | 3.07 | 857420.75 | 803692.5 | 787618.65 | 832.8954 | 816.2375
1 | 17 | 15 | 0 | 72 | -2 | 1 | 70.351 | -1.602 | 471304.156 | 425857.281 | 417340.1354 | 441.3312 | 432.5046
1 | 17 | 16 | 0 | 20 | -5 | 1 | 18.958 | -6.826 | 129131.398 | 90373.938 | 88566.4592 | 93.6578 | 91.7846
1 | 17 | 17 | 0 | 0 | -7 | 0 | 0 | -7 | 0 | 0 | 0 | 0 | 0
1 | 17 | 18 | 0 | 0 | -8 | 0 | 0 | -8 | 0 | 0 | 0 | 0 | 0
1 | 17 | 19 | 0 | 0 | -8 | 0 | 0 | -8 | 0 | 0 | 0 | 0 | 0
1 | 17 | 20 | 0 | 0 | -9 | 1 | 0 | -9 | 0 | 0 | 0 | 0 | 0
1 | 17 | 21 | 0 | 0 | -9 | 1 | 0 | -9 | 0 | 0 | 0 | 0 | 0
1 | 17 | 22 | 0 | 0 | -9 | 2 | 0 | -9 | 0 | 0 | 0 | 0 | 0
1 | 17 | 23 | 0 | 0 | -9 | 2 | 0 | -9 | 0 | 0 | 0 | 0 | 0
1 | 18 | 0 | 0 | 0 | -9 | 2 | 0 | -9 | 0 | 0 | 0 | 0 | 0
1 | 18 | 1 | 0 | 0 | -9 | 3 | 0 | -9 | 0 | 0 | 0 | 0 | 0
1 | 18 | 2 | 0 | 0 | -9 | 3 | 0 | -9 | 0 | 0 | 0 | 0 | 0
1 | 18 | 3 | 0 | 0 | -10 | 2 | 0 | -10 | 0 | 0 | 0 | 0 | 0
1 | 18 | 4 | 0 | 0 | -10 | 2 | 0 | -10 | 0 | 0 | 0 | 0 | 0
1 | 18 | 5 | 0 | 0 | -10 | 2 | 0 | -10 | 0 | 0 | 0 | 0 | 0
1 | 18 | 6 | 0 | 0 | -9 | 2 | 0 | -9 | 0 | 0 | 0 | 0 | 0
1 | 18 | 7 | 0 | 7 | -7 | 2 | 6.62 | -9.082 | 45414.367 | 8200.624 | 8036.6115 | 8.4986 | 8.3286
1 | 18 | 8 | 0 | 58 | -4 | 2 | 56.484 | -4.656 | 382106.094 | 338461.813 | 331692.5767 | 350.7601 | 343.7449
1 | 18 | 9 | 23 | 134 | -1 | 3 | 148.266 | 0.948 | 983022.063 | 926432.438 | 907903.7892 | 960.0952 | 940.8933
1 | 18 | 10 | 65 | 198 | 0 | 2 | 257.486 | 5.658 | 1682092.375 | 1608074.25 | 1575912.765 | 1666.5051 | 1633.175
1 | 18 | 11 | 14 | 183 | 0 | 2 | 193.445 | 4.264 | 1271253.125 | 1207786.25 | 1183630.525 | 1251.6723 | 1226.6388
1 | 18 | 12 | 963 | 87 | 0 | 2 | 866.269 | 22.341 | 5337428 | 5130795 | 5028179.1 | 5317.2271 | 5210.8825
1 | 18 | 13 | 943 | 82 | 0 | 2 | 795.855 | 22.735 | 4884968.5 | 4698527.5 | 4604556.95 | 4869.2527 | 4771.8677
1 | 18 | 14 | 891 | 72 | 0 | 1 | 648.434 | 22.544 | 3947696.5 | 3799688.75 | 3723694.975 | 3937.7539 | 3858.9988
1 | 18 | 15 | 779 | 55 | -1 | 1 | 434.266 | 14.346 | 2639071.75 | 2537064.75 | 2486323.455 | 2629.2513 | 2576.6663
1 | 18 | 16 | 496 | 28 | -4 | 1 | 172.868 | 1.805 | 983643.813 | 927039.75 | 908498.955 | 960.7246 | 941.5101
1 | 18 | 17 | 0 | 0 | -5 | 0 | 0 | -5 | 0 | 0 | 0 | 0 | 0
1 | 18 | 18 | 0 | 0 | -6 | 0 | 0 | -6 | 0 | 0 | 0 | 0 | 0
1 | 18 | 19 | 0 | 0 | -6 | 0 | 0 | -6 | 0 | 0 | 0 | 0 | 0
1 | 18 | 20 | 0 | 0 | -7 | 0 | 0 | -7 | 0 | 0 | 0 | 0 | 0
1 | 18 | 21 | 0 | 0 | -7 | 1 | 0 | -7 | 0 | 0 | 0 | 0 | 0
1 | 18 | 22 | 0 | 0 | -8 | 1 | 0 | -8 | 0 | 0 | 0 | 0 | 0
1 | 18 | 23 | 0 | 0 | -8 | 1 | 0 | -8 | 0 | 0 | 0 | 0 | 0
1 | 19 | 0 | 0 | 0 | -9 | 1 | 0 | -9 | 0 | 0 | 0 | 0 | 0
1 | 19 | 1 | 0 | 0 | -10 | 1 | 0 | -10 | 0 | 0 | 0 | 0 | 0
1 | 19 | 2 | 0 | 0 | -10 | 1 | 0 | -10 | 0 | 0 | 0 | 0 | 0
1 | 19 | 3 | 0 | 0 | -11 | 1 | 0 | -11 | 0 | 0 | 0 | 0 | 0
1 | 19 | 4 | 0 | 0 | -11 | 1 | 0 | -11 | 0 | 0 | 0 | 0 | 0
1 | 19 | 5 | 0 | 0 | -11 | 1 | 0 | -11 | 0 | 0 | 0 | 0 | 0
1 | 19 | 6 | 0 | 0 | -10 | 1 | 0 | -10 | 0 | 0 | 0 | 0 | 0
1 | 19 | 7 | 0 | 28 | -8 | 1 | 29.002 | -9.944 | 199481.766 | 159398.813 | 156210.8367 | 165.1907 | 161.8869
1 | 19 | 8 | 714 | 52 | -5 | 1 | 359.473 | 4.713 | 2213960.5 | 2124976 | 2082476.48 | 2202.1889 | 2158.1451
1 | 19 | 9 | 874 | 70 | -2 | 1 | 597.759 | 17.003 | 3689141 | 3550929.5 | 3479910.91 | 3679.9557 | 3606.3566
1 | 19 | 10 | 950 | 79 | 0 | 0 | 772.502 | 31.265 | 4593752 | 4419743 | 4331348.14 | 4580.3384 | 4488.7316
1 | 19 | 11 | 985 | 83 | 0 | 0 | 865.594 | 35.242 | 5092857 | 4897271 | 4799325.58 | 5075.2178 | 4973.7134
1 | 19 | 12 | 994 | 82 | 1 | 0 | 880.983 | 37.151 | 5149449 | 4951334.5 | 4852307.81 | 5131.2457 | 5028.6208
1 | 19 | 13 | 979 | 77 | 2 | 0 | 813.461 | 36.094 | 4761544 | 4580425.5 | 4488816.99 | 4746.8594 | 4651.9222
1 | 19 | 14 | 931 | 67 | 1 | 0 | 669.956 | 30.336 | 3968740.5 | 3819920 | 3743521.6 | 3958.7202 | 3879.5458
1 | 19 | 15 | 825 | 52 | 0 | 1 | 454.484 | 16.041 | 2746182.75 | 2640746 | 2587931.08 | 2736.6999 | 2681.9659
1 | 19 | 16 | 555 | 27 | -3 | 1 | 189.338 | 3.453 | 1068977.5 | 1010382.25 | 990174.605 | 1047.0954 | 1026.1535
1 | 19 | 17 | 0 | 0 | -5 | 1 | 0 | -5 | 0 | 0 | 0 | 0 | 0
1 | 19 | 18 | 0 | 0 | -6 | 1 | 0 | -6 | 0 | 0 | 0 | 0 | 0
1 | 19 | 19 | 0 | 0 | -6 | 0 | 0 | -6 | 0 | 0 | 0 | 0 | 0
1 | 19 | 20 | 0 | 0 | -6 | 0 | 0 | -6 | 0 | 0 | 0 | 0 | 0
1 | 19 | 21 | 0 | 0 | -6 | 0 | 0 | -6 | 0 | 0 | 0 | 0 | 0
1 | 19 | 22 | 0 | 0 | -6 | 0 | 0 | -6 | 0 | 0 | 0 | 0 | 0
1 | 19 | 23 | 0 | 0 | -6 | 0 | 0 | -6 | 0 | 0 | 0 | 0 | 0
1 | 20 | 0 | 0 | 0 | -6 | 0 | 0 | -6 | 0 | 0 | 0 | 0 | 0
1 | 20 | 1 | 0 | 0 | -6 | 0 | 0 | -6 | 0 | 0 | 0 | 0 | 0
1 | 20 | 2 | 0 | 0 | -6 | 1 | 0 | -6 | 0 | 0 | 0 | 0 | 0
1 | 20 | 3 | 0 | 0 | -6 | 1 | 0 | -6 | 0 | 0 | 0 | 0 | 0
1 | 20 | 4 | 0 | 0 | -5 | 1 | 0 | -5 | 0 | 0 | 0 | 0 | 0
1 | 20 | 5 | 0 | 0 | -4 | 1 | 0 | -4 | 0 | 0 | 0 | 0 | 0
1 | 20 | 6 | 0 | 0 | -4 | 1 | 0 | -4 | 0 | 0 | 0 | 0 | 0
1 | 20 | 7 | 0 | 15 | -3 | 1 | 14.213 | -5.428 | 96386.109 | 58236.813 | 57072.0767 | 60.3529 | 59.1458
1 | 20 | 8 | 81 | 84 | -1 | 2 | 128.316 | 0.47 | 837236.5 | 783960.438 | 768281.2292 | 812.4463 | 796.1974
1 | 20 | 9 | 0 | 82 | 0 | 3 | 78.795 | 0.403 | 524481.125 | 477939.875 | 468381.0775 | 495.3063 | 485.4001
1 | 20 | 10 | 0 | 138 | 1 | 4 | 135.619 | 2.509 | 896594.125 | 841982.313 | 825142.6667 | 872.5765 | 855.125
1 | 20 | 11 | 10 | 176 | 1 | 5 | 182.57 | 3.346 | 1203468.375 | 1141657.75 | 1118824.595 | 1183.1409 | 1159.4781
1 | 20 | 12 | 25 | 206 | 1 | 6 | 226.849 | 3.935 | 1492225.25 | 1423192.625 | 1394728.7725 | 1474.9056 | 1445.4075
1 | 20 | 13 | 210 | 223 | 0 | 5 | 403.752 | 6.854 | 2624578 | 2523030.5 | 2472569.89 | 2614.7071 | 2562.4129
1 | 20 | 14 | 13 | 144 | 0 | 3 | 152.212 | 3.048 | 1003619.25 | 946552.5 | 927621.45 | 980.9463 | 961.3274
1 | 20 | 15 | 0 | 40 | 0 | 2 | 37.935 | -0.591 | 253315.234 | 212200.563 | 207956.5517 | 219.9111 | 215.5128
1 | 20 | 16 | 431 | 35 | -2 | 2 | 167.754 | 0.697 | 976296.5 | 919862.125 | 901464.8825 | 953.2861 | 934.2204
1 | 20 | 17 | 0 | 0 | -3 | 2 | 0 | -3 | 0 | 0 | 0 | 0 | 0
1 | 20 | 18 | 0 | 0 | -4 | 2 | 0 | -4 | 0 | 0 | 0 | 0 | 0
1 | 20 | 19 | 0 | 0 | -5 | 3 | 0 | -5 | 0 | 0 | 0 | 0 | 0
1 | 20 | 20 | 0 | 0 | -5 | 3 | 0 | -5 | 0 | 0 | 0 | 0 | 0
1 | 20 | 21 | 0 | 0 | -5 | 2 | 0 | -5 | 0 | 0 | 0 | 0 | 0
1 | 20 | 22 | 0 | 0 | -6 | 2 | 0 | -6 | 0 | 0 | 0 | 0 | 0
1 | 20 | 23 | 0 | 0 | -6 | 2 | 0 | -6 | 0 | 0 | 0 | 0 | 0
1 | 21 | 0 | 0 | 0 | -7 | 2 | 0 | -7 | 0 | 0 | 0 | 0 | 0
1 | 21 | 1 | 0 | 0 | -7 | 2 | 0 | -7 | 0 | 0 | 0 | 0 | 0
1 | 21 | 2 | 0 | 0 | -7 | 2 | 0 | -7 | 0 | 0 | 0 | 0 | 0
1 | 21 | 3 | 0 | 0 | -8 | 2 | 0 | -8 | 0 | 0 | 0 | 0 | 0
1 | 21 | 4 | 0 | 0 | -8 | 2 | 0 | -8 | 0 | 0 | 0 | 0 | 0
1 | 21 | 5 | 0 | 0 | -8 | 1 | 0 | -8 | 0 | 0 | 0 | 0 | 0
1 | 21 | 6 | 0 | 0 | -7 | 1 | 0 | -7 | 0 | 0 | 0 | 0 | 0
1 | 21 | 7 | 357 | 17 | -5 | 1 | 109.002 | -4.065 | 607775.563 | 559490.5 | 548300.69 | 579.8201 | 568.2237
1 | 21 | 8 | 755 | 48 | -1 | 1 | 373.292 | 9.525 | 2261258.5 | 2170871.75 | 2127454.315 | 2249.7523 | 2204.7573
1 | 21 | 9 | 895 | 65 | 0 | 1 | 606.47 | 19.24 | 3714798 | 3575630 | 3504117.4 | 3705.5537 | 3631.4427
1 | 21 | 10 | 962 | 75 | 2 | 2 | 774.559 | 23.218 | 4739193 | 4559030.5 | 4467849.89 | 4724.687 | 4630.1933
1 | 21 | 11 | 993 | 79 | 3 | 2 | 871.089 | 27.212 | 5275371 | 5071570 | 4970138.6 | 5255.8501 | 5150.7331
1 | 21 | 12 | 1000 | 78 | 4 | 2 | 885.637 | 28.835 | 5334893 | 5128376 | 5025808.48 | 5314.7202 | 5208.4258
1 | 21 | 13 | 984 | 72 | 5 | 1 | 816.213 | 32.488 | 4841581.5 | 4657021 | 4563880.58 | 4826.2381 | 4729.7133
1 | 21 | 14 | 937 | 63 | 4 | 1 | 669.905 | 27.013 | 4017081.5 | 3866385.75 | 3789058.035 | 4006.8744 | 3926.7369
1 | 21 | 15 | 834 | 49 | 1 | 1 | 459.807 | 17.153 | 2771078.5 | 2664836 | 2611539.28 | 2761.6652 | 2706.4319
1 | 21 | 16 | 575 | 27 | -1 | 1 | 197.855 | 5.72 | 1112863.125 | 1053229 | 1032164.42 | 1091.499 | 1069.669
1 | 21 | 17 | 0 | 0 | -2 | 1 | 0 | -2 | 0 | 0 | 0 | 0 | 0
1 | 21 | 18 | 0 | 0 | -2 | 0 | 0 | -2 | 0 | 0 | 0 | 0 | 0
1 | 21 | 19 | 0 | 0 | -2 | 0 | 0 | -2 | 0 | 0 | 0 | 0 | 0
1 | 21 | 20 | 0 | 0 | -2 | 0 | 0 | -2 | 0 | 0 | 0 | 0 | 0
1 | 21 | 21 | 0 | 0 | -2 | 0 | 0 | -2 | 0 | 0 | 0 | 0 | 0
1 | 21 | 22 | 0 | 0 | -3 | 1 | 0 | -3 | 0 | 0 | 0 | 0 | 0
1 | 21 | 23 | 0 | 0 | -3 | 1 | 0 | -3 | 0 | 0 | 0 | 0 | 0
1 | 22 | 0 | 0 | 0 | -3 | 1 | 0 | -3 | 0 | 0 | 0 | 0 | 0
1 | 22 | 1 | 0 | 0 | -3 | 2 | 0 | -3 | 0 | 0 | 0 | 0 | 0
1 | 22 | 2 | 0 | 0 | -3 | 2 | 0 | -3 | 0 | 0 | 0 | 0 | 0
1 | 22 | 3 | 0 | 0 | -3 | 2 | 0 | -3 | 0 | 0 | 0 | 0 | 0
1 | 22 | 4 | 0 | 0 | -3 | 2 | 0 | -3 | 0 | 0 | 0 | 0 | 0
1 | 22 | 5 | 0 | 0 | -2 | 2 | 0 | -2 | 0 | 0 | 0 | 0 | 0
1 | 22 | 6 | 0 | 0 | -1 | 2 | 0 | -1 | 0 | 0 | 0 | 0 | 0
1 | 22 | 7 | 0 | 2 | 0 | 1 | 1.889 | -2.815 | 12705.943 | 0 | 0 | 0 | 0
1 | 22 | 8 | 776 | 46 | 2 | 1 | 380.444 | 12.114 | 2284102.75 | 2193034.5 | 2149173.81 | 2272.7204 | 2227.266
1 | 22 | 9 | 908 | 63 | 5 | 1 | 612.941 | 24.225 | 3690535.25 | 3552272 | 3481226.56 | 3681.347 | 3607.7201
1 | 22 | 10 | 79 | 207 | 7 | 1 | 277.484 | 16.926 | 1745566.25 | 1669839.5 | 1636442.71 | 1730.5146 | 1695.9043
1 | 22 | 11 | 160 | 249 | 8 | 1 | 403.557 | 20.169 | 2511537.25 | 2413536 | 2365265.28 | 2501.234 | 2451.2093
1 | 22 | 12 | 725 | 127 | 9 | 2 | 737.58 | 28.291 | 4454109 | 4285904 | 4200185.92 | 4441.6362 | 4352.8035
1 | 22 | 13 | 195 | 228 | 8 | 2 | 399.137 | 19.522 | 2487064.25 | 2389821.75 | 2342025.315 | 2476.6581 | 2427.1249
1 | 22 | 14 | 273 | 170 | 5 | 2 | 370.074 | 14.626 | 2332586.75 | 2240063.25 | 2195261.985 | 2321.458 | 2275.0288
1 | 22 | 15 | 257 | 104 | 2 | 2 | 244.137 | 8.092 | 1545782.375 | 1475362.5 | 1445855.25 | 1528.9711 | 1498.3917
1 | 22 | 16 | 221 | 39 | 0 | 2 | 116.135 | 2.016 | 698869.375 | 648635.75 | 635663.035 | 672.2045 | 658.7604
1 | 22 | 17 | 0 | 0 | 0 | 2 | 0 | 0 | 0 | 0 | 0 | 0 | 0
1 | 22 | 18 | 0 | 0 | 0 | 2 | 0 | 0 | 0 | 0 | 0 | 0 | 0
1 | 22 | 19 | 0 | 0 | 0 | 2 | 0 | 0 | 0 | 0 | 0 | 0 | 0
1 | 22 | 20 | 0 | 0 | -1 | 2 | 0 | -1 | 0 | 0 | 0 | 0 | 0
1 | 22 | 21 | 0 | 0 | -1 | 1 | 0 | -1 | 0 | 0 | 0 | 0 | 0
1 | 22 | 22 | 0 | 0 | -1 | 1 | 0 | -1 | 0 | 0 | 0 | 0 | 0
1 | 22 | 23 | 0 | 0 | -2 | 1 | 0 | -2 | 0 | 0 | 0 | 0 | 0
1 | 23 | 0 | 0 | 0 | -2 | 0 | 0 | -2 | 0 | 0 | 0 | 0 | 0
1 | 23 | 1 | 0 | 0 | -2 | 0 | 0 | -2 | 0 | 0 | 0 | 0 | 0
1 | 23 | 2 | 0 | 0 | -2 | 0 | 0 | -2 | 0 | 0 | 0 | 0 | 0
1 | 23 | 3 | 0 | 0 | -2 | 0 | 0 | -2 | 0 | 0 | 0 | 0 | 0
1 | 23 | 4 | 0 | 0 | -3 | 0 | 0 | -3 | 0 | 0 | 0 | 0 | 0
1 | 23 | 5 | 0 | 0 | -3 | 0 | 0 | -3 | 0 | 0 | 0 | 0 | 0
1 | 23 | 6 | 0 | 0 | -3 | 1 | 0 | -3 | 0 | 0 | 0 | 0 | 0
1 | 23 | 7 | 0 | 7 | -2 | 1 | 6.62 | -4.676 | 44786.547 | 7584.243 | 7432.5581 | 7.8598 | 7.7026
1 | 23 | 8 | 381 | 71 | -1 | 1 | 247.212 | 4.753 | 1545971.75 | 1475547 | 1446036.06 | 1529.1623 | 1498.5791
1 | 23 | 9 | 418 | 129 | 0 | 1 | 402.225 | 12.187 | 2539421.75 | 2440552 | 2391740.96 | 2529.2317 | 2478.647
1 | 23 | 10 | 871 | 99 | 1 | 1 | 745.708 | 24.533 | 4544832.5 | 4372868 | 4285410.64 | 4531.7601 | 4441.1249
1 | 23 | 11 | 905 | 106 | 2 | 1 | 843.687 | 29.897 | 5063048 | 4868787 | 4771411.26 | 5045.6988 | 4944.7848
1 | 23 | 12 | 912 | 106 | 3 | 1 | 859.338 | 31.697 | 5125894.5 | 4928834 | 4830257.32 | 5107.9276 | 5005.7691
1 | 23 | 13 | 893 | 100 | 3 | 2 | 791.714 | 25.442 | 4818241.5 | 4634688.5 | 4541994.73 | 4803.0941 | 4707.0322
1 | 23 | 14 | 233 | 176 | 2 | 2 | 352.31 | 12.6 | 2237843.25 | 2148152.25 | 2105189.205 | 2226.2073 | 2181.6832
1 | 23 | 15 | 720 | 69 | 1 | 1 | 434.921 | 14.752 | 2655590 | 2553057.75 | 2501996.595 | 2645.8254 | 2592.9089
1 | 23 | 16 | 443 | 37 | -1 | 1 | 176.573 | 4.867 | 1020079.25 | 962629.625 | 943377.0325 | 997.6076 | 977.6555
1 | 23 | 17 | 0 | 0 | -2 | 0 | 0 | -2 | 0 | 0 | 0 | 0 | 0
1 | 23 | 18 | 0 | 0 | -3 | 0 | 0 | -3 | 0 | 0 | 0 | 0 | 0
1 | 23 | 19 | 0 | 0 | -3 | 0 | 0 | -3 | 0 | 0 | 0 | 0 | 0
1 | 23 | 20 | 0 | 0 | -3 | 0 | 0 | -3 | 0 | 0 | 0 | 0 | 0
1 | 23 | 21 | 0 | 0 | -3 | 0 | 0 | -3 | 0 | 0 | 0 | 0 | 0
1 | 23 | 22 | 0 | 0 | -3 | 0 | 0 | -3 | 0 | 0 | 0 | 0 | 0
1 | 23 | 23 | 0 | 0 | -4 | 0 | 0 | -4 | 0 | 0 | 0 | 0 | 0
1 | 24 | 0 | 0 | 0 | -4 | 0 | 0 | -4 | 0 | 0 | 0 | 0 | 0
1 | 24 | 1 | 0 | 0 | -4 | 1 | 0 | -4 | 0 | 0 | 0 | 0 | 0
1 | 24 | 2 | 0 | 0 | -4 | 1 | 0 | -4 | 0 | 0 | 0 | 0 | 0
1 | 24 | 3 | 0 | 0 | -4 | 1 | 0 | -4 | 0 | 0 | 0 | 0 | 0
1 | 24 | 4 | 0 | 0 | -4 | 1 | 0 | -4 | 0 | 0 | 0 | 0 | 0
1 | 24 | 5 | 0 | 0 | -4 | 1 | 0 | -4 | 0 | 0 | 0 | 0 | 0
1 | 24 | 6 | 0 | 0 | -3 | 1 | 0 | -3 | 0 | 0 | 0 | 0 | 0
1 | 24 | 7 | 269 | 20 | -2 | 1 | 93.196 | -1.616 | 528285.313 | 481665.188 | 472031.8842 | 499.1669 | 489.1836
1 | 24 | 8 | 668 | 58 | 0 | 2 | 353.172 | 8.131 | 2160285 | 2072877.75 | 2031420.195 | 2148.1976 | 2105.2337
1 | 24 | 9 | 820 | 80 | 1 | 2 | 583.188 | 16.332 | 3613132.75 | 3477735 | 3408180.3 | 3604.1016 | 3532.0196
1 | 24 | 10 | 891 | 94 | 2 | 2 | 756.128 | 22.659 | 4638716 | 4462816.5 | 4373560.17 | 4624.977 | 4532.4774
1 | 24 | 11 | 916 | 104 | 3 | 2 | 852.144 | 26.665 | 5173008 | 4973836 | 4874359.28 | 5154.5648 | 5051.4735
1 | 24 | 12 | 920 | 106 | 4 | 2 | 868.035 | 28.325 | 5240797 | 5038566 | 4937794.68 | 5221.6468 | 5117.2139
1 | 24 | 13 | 899 | 101 | 3 | 2 | 799.746 | 25.677 | 4863779.5 | 4678258 | 4584692.84 | 4848.2467 | 4751.2818
1 | 24 | 14 | 841 | 90 | 2 | 3 | 651.338 | 18.282 | 4033300.75 | 3881972.75 | 3804333.295 | 4023.0277 | 3942.5672
1 | 24 | 15 | 118 | 115 | 1 | 2 | 185.37 | 6.507 | 1192061.125 | 1130526.875 | 1107916.3375 | 1171.6056 | 1148.1735
1 | 24 | 16 | 163 | 44 | -1 | 1 | 101.837 | 0.844 | 625686 | 577021.188 | 565480.7642 | 597.9878 | 586.028
1 | 24 | 17 | 0 | 0 | -3 | 1 | 0 | -3 | 0 | 0 | 0 | 0 | 0
1 | 24 | 18 | 0 | 0 | -3 | 2 | 0 | -3 | 0 | 0 | 0 | 0 | 0
1 | 24 | 19 | 0 | 0 | -3 | 2 | 0 | -3 | 0 | 0 | 0 | 0 | 0
1 | 24 | 20 | 0 | 0 | -4 | 1 | 0 | -4 | 0 | 0 | 0 | 0 | 0
1 | 24 | 21 | 0 | 0 | -4 | 1 | 0 | -4 | 0 | 0 | 0 | 0 | 0
1 | 24 | 22 | 0 | 0 | -4 | 1 | 0 | -4 | 0 | 0 | 0 | 0 | 0
1 | 24 | 23 | 0 | 0 | -4 | 1 | 0 | -4 | 0 | 0 | 0 | 0 | 0
1 | 25 | 0 | 0 | 0 | -4 | 1 | 0 | -4 | 0 | 0 | 0 | 0 | 0
1 | 25 | 1 | 0 | 0 | -4 | 1 | 0 | -4 | 0 | 0 | 0 | 0 | 0
1 | 25 | 2 | 0 | 0 | -4 | 1 | 0 | -4 | 0 | 0 | 0 | 0 | 0
1 | 25 | 3 | 0 | 0 | -4 | 2 | 0 | -4 | 0 | 0 | 0 | 0 | 0
1 | 25 | 4 | 0 | 0 | -3 | 2 | 0 | -3 | 0 | 0 | 0 | 0 | 0
1 | 25 | 5 | 0 | 0 | -3 | 2 | 0 | -3 | 0 | 0 | 0 | 0 | 0
1 | 25 | 6 | 0 | 0 | -3 | 2 | 0 | -3 | 0 | 0 | 0 | 0 | 0
1 | 25 | 7 | 263 | 21 | -1 | 2 | 92.941 | -0.606 | 526945.188 | 480352.875 | 470745.8175 | 497.8069 | 487.8508
1 | 25 | 8 | 28 | 85 | 1 | 2 | 101.698 | 2.019 | 667787.938 | 618224 | 605859.52 | 640.6877 | 627.874
1 | 25 | 9 | 0 | 119 | 3 | 4 | 117.499 | 4.163 | 772631.875 | 720788.75 | 706372.975 | 746.9793 | 732.0397
1 | 25 | 10 | 265 | 212 | 6 | 5 | 434.795 | 13.305 | 2763712.25 | 2657708.5 | 2604554.33 | 2754.2787 | 2699.1932
1 | 25 | 11 | 299 | 242 | 7 | 6 | 515.393 | 15.399 | 3258486 | 3135818 | 3073101.64 | 3249.7608 | 3184.7656
1 | 25 | 12 | 571 | 177 | 7 | 6 | 672 | 18.264 | 4204780 | 4046686.25 | 3965752.525 | 4193.7262 | 4109.8517
1 | 25 | 13 | 916 | 97 | 7 | 6 | 810.48 | 20.905 | 5012037 | 4820033 | 4723632.34 | 4995.1733 | 4895.2698
1 | 25 | 14 | 862 | 88 | 6 | 6 | 665.018 | 17.523 | 4129432.25 | 3974330.25 | 3894843.645 | 4118.7411 | 4036.3663
1 | 25 | 15 | 83 | 116 | 3 | 6 | 163.705 | 5.467 | 1059662.75 | 1001286.688 | 981260.9542 | 1037.6693 | 1016.916
1 | 25 | 16 | 509 | 37 | 1 | 5 | 197.76 | 3.693 | 1145080.625 | 1084677.5 | 1062983.95 | 1124.0902 | 1101.6084
1 | 25 | 17 | 0 | 0 | 0 | 4 | 0 | 0 | 0 | 0 | 0 | 0 | 0
1 | 25 | 18 | 0 | 0 | 0 | 4 | 0 | 0 | 0 | 0 | 0 | 0 | 0
1 | 25 | 19 | 0 | 0 | -1 | 4 | 0 | -1 | 0 | 0 | 0 | 0 | 0
1 | 25 | 20 | 0 | 0 | -1 | 4 | 0 | -1 | 0 | 0 | 0 | 0 | 0
1 | 25 | 21 | 0 | 0 | -1 | 4 | 0 | -1 | 0 | 0 | 0 | 0 | 0
1 | 25 | 22 | 0 | 0 | -2 | 4 | 0 | -2 | 0 | 0 | 0 | 0 | 0
1 | 25 | 23 | 0 | 0 | -2 | 4 | 0 | -2 | 0 | 0 | 0 | 0 | 0
1 | 26 | 0 | 0 | 0 | -3 | 3 | 0 | -3 | 0 | 0 | 0 | 0 | 0
1 | 26 | 1 | 0 | 0 | -3 | 3 | 0 | -3 | 0 | 0 | 0 | 0 | 0
1 | 26 | 2 | 0 | 0 | -4 | 3 | 0 | -4 | 0 | 0 | 0 | 0 | 0
1 | 26 | 3 | 0 | 0 | -4 | 2 | 0 | -4 | 0 | 0 | 0 | 0 | 0
1 | 26 | 4 | 0 | 0 | -5 | 2 | 0 | -5 | 0 | 0 | 0 | 0 | 0
1 | 26 | 5 | 0 | 0 | -5 | 2 | 0 | -5 | 0 | 0 | 0 | 0 | 0
1 | 26 | 6 | 0 | 0 | -5 | 2 | 0 | -5 | 0 | 0 | 0 | 0 | 0
1 | 26 | 7 | 319 | 21 | -3 | 2 | 105.846 | -2.239 | 596207.438 | 548166.688 | 537203.3542 | 568.0848 | 556.7231
1 | 26 | 8 | 263 | 84 | -1 | 2 | 208.216 | 3.11 | 1321575.625 | 1256863.625 | 1231726.3525 | 1302.5329 | 1276.4822
1 | 26 | 9 | 548 | 110 | 1 | 3 | 461.749 | 11.146 | 2920765.25 | 2809610 | 2753417.8 | 2911.6997 | 2853.4657
1 | 26 | 10 | 559 | 151 | 2 | 3 | 585.466 | 15.81 | 3682777.75 | 3544803.25 | 3473907.185 | 3673.6069 | 3600.1347
1 | 26 | 11 | 786 | 110 | 3 | 3 | 764.505 | 21.372 | 4728943 | 4549217.5 | 4458233.15 | 4714.5174 | 4620.2271
1 | 26 | 12 | 598 | 170 | 3 | 3 | 687.011 | 20.004 | 4273156 | 4112321.5 | 4030075.07 | 4261.7464 | 4176.5115
1 | 26 | 13 | 782 | 100 | 3 | 3 | 715.861 | 20.485 | 4434606.5 | 4267204 | 4181859.92 | 4422.2567 | 4333.8116
1 | 26 | 14 | 659 | 101 | 2 | 3 | 554.907 | 15.754 | 3470921 | 3340706.5 | 3273892.37 | 3462.0941 | 3392.8522
1 | 26 | 15 | 469 | 88 | 1 | 2 | 337.494 | 10.369 | 2107208.5 | 2021346.25 | 1980919.325 | 2094.7937 | 2052.8978
1 | 26 | 16 | 230 | 48 | 0 | 2 | 130.669 | 2.79 | 792300.938 | 740023.875 | 725223.3975 | 766.9133 | 751.575
1 | 26 | 17 | 0 | 0 | -1 | 3 | 0 | -1 | 0 | 0 | 0 | 0 | 0
1 | 26 | 18 | 0 | 0 | -2 | 3 | 0 | -2 | 0 | 0 | 0 | 0 | 0
1 | 26 | 19 | 0 | 0 | -3 | 3 | 0 | -3 | 0 | 0 | 0 | 0 | 0
1 | 26 | 20 | 0 | 0 | -4 | 3 | 0 | -4 | 0 | 0 | 0 | 0 | 0
1 | 26 | 21 | 0 | 0 | -4 | 3 | 0 | -4 | 0 | 0 | 0 | 0 | 0
1 | 26 | 22 | 0 | 0 | -4 | 3 | 0 | -4 | 0 | 0 | 0 | 0 | 0
1 | 26 | 23 | 0 | 0 | -5 | 3 | 0 | -5 | 0 | 0 | 0 | 0 | 0
1 | 27 | 0 | 0 | 0 | -5 | 3 | 0 | -5 | 0 | 0 | 0 | 0 | 0
1 | 27 | 1 | 0 | 0 | -5 | 3 | 0 | -5 | 0 | 0 | 0 | 0 | 0
1 | 27 | 2 | 0 | 0 | -5 | 3 | 0 | -5 | 0 | 0 | 0 | 0 | 0
1 | 27 | 3 | 0 | 0 | -5 | 3 | 0 | -5 | 0 | 0 | 0 | 0 | 0
1 | 27 | 4 | 0 | 0 | -5 | 3 | 0 | -5 | 0 | 0 | 0 | 0 | 0
1 | 27 | 5 | 0 | 0 | -5 | 2 | 0 | -5 | 0 | 0 | 0 | 0 | 0
1 | 27 | 6 | 0 | 0 | -5 | 2 | 0 | -5 | 0 | 0 | 0 | 0 | 0
1 | 27 | 7 | 0 | 15 | -4 | 2 | 14.21 | -5.915 | 96513.242 | 58361.594 | 57194.3621 | 60.4822 | 59.2726
1 | 27 | 8 | 0 | 73 | -3 | 2 | 72.089 | -3.165 | 485361.75 | 439627.031 | 430834.4904 | 455.6013 | 446.4893
1 | 27 | 9 | 1 | 125 | -3 | 2 | 124.32 | -1.419 | 832284.125 | 779118.688 | 763536.3142 | 807.4287 | 791.2801
1 | 27 | 10 | 6 | 159 | -2 | 2 | 161.569 | 0.855 | 1073653 | 1014947.563 | 994648.6117 | 1051.8266 | 1030.7901
1 | 27 | 11 | 6 | 170 | -2 | 3 | 172.332 | 0.862 | 1145266.75 | 1084859.125 | 1063161.9425 | 1124.2785 | 1101.7929
1 | 27 | 12 | 16 | 199 | -2 | 4 | 211.195 | 1.404 | 1400941.5 | 1334238.875 | 1307554.0975 | 1382.7196 | 1355.0653
1 | 27 | 13 | 32 | 207 | -2 | 3 | 242.62 | 2.77 | 1601692.75 | 1529808.75 | 1499212.575 | 1585.3957 | 1553.6878
1 | 27 | 14 | 0 | 50 | -3 | 3 | 47.453 | -3.066 | 319390.625 | 276988.969 | 271449.1896 | 287.0536 | 281.3125
1 | 27 | 15 | 343 | 105 | -3 | 3 | 296.536 | 2.658 | 1909800.75 | 1829555.625 | 1792964.5125 | 1896.0342 | 1858.1135
1 | 27 | 16 | 0 | 37 | -4 | 3 | 36.173 | -4.195 | 244344.406 | 203402.703 | 199334.6489 | 210.7935 | 206.5777
1 | 27 | 17 | 0 | 0 | -5 | 3 | 0 | -5 | 0 | 0 | 0 | 0 | 0
1 | 27 | 18 | 0 | 0 | -6 | 2 | 0 | -6 | 0 | 0 | 0 | 0 | 0
1 | 27 | 19 | 0 | 0 | -6 | 2 | 0 | -6 | 0 | 0 | 0 | 0 | 0
1 | 27 | 20 | 0 | 0 | -7 | 2 | 0 | -7 | 0 | 0 | 0 | 0 | 0
1 | 27 | 21 | 0 | 0 | -7 | 2 | 0 | -7 | 0 | 0 | 0 | 0 | 0
1 | 27 | 22 | 0 | 0 | -7 | 2 | 0 | -7 | 0 | 0 | 0 | 0 | 0
1 | 27 | 23 | 0 | 0 | -7 | 2 | 0 | -7 | 0 | 0 | 0 | 0 | 0
1 | 28 | 0 | 0 | 0 | -7 | 1 | 0 | -7 | 0 | 0 | 0 | 0 | 0
1 | 28 | 1 | 0 | 0 | -7 | 0 | 0 | -7 | 0 | 0 | 0 | 0 | 0
1 | 28 | 2 | 0 | 0 | -7 | 0 | 0 | -7 | 0 | 0 | 0 | 0 | 0
1 | 28 | 3 | 0 | 0 | -7 | 0 | 0 | -7 | 0 | 0 | 0 | 0 | 0
1 | 28 | 4 | 0 | 0 | -7 | 0 | 0 | -7 | 0 | 0 | 0 | 0 | 0
1 | 28 | 5 | 0 | 0 | -7 | 0 | 0 | -7 | 0 | 0 | 0 | 0 | 0
1 | 28 | 6 | 0 | 0 | -6 | 0 | 0 | -6 | 0 | 0 | 0 | 0 | 0
1 | 28 | 7 | 0 | 15 | -5 | 0 | 14.21 | -9.118 | 97486.438 | 59316.797 | 58130.4611 | 61.4721 | 60.2427
1 | 28 | 8 | 0 | 52 | -4 | 0 | 49.524 | -6.295 | 336761.188 | 294017.406 | 288137.0579 | 304.7008 | 298.6068
1 | 28 | 9 | 0 | 68 | -2 | 0 | 64.587 | -2.89 | 434470.438 | 389772.969 | 381977.5096 | 403.9357 | 395.857
1 | 28 | 10 | 0 | 104 | 0 | 1 | 99.909 | 1.028 | 663683.875 | 614208 | 601923.84 | 636.5258 | 623.7953
1 | 28 | 11 | 46 | 234 | 0 | 1 | 284.936 | 7.546 | 1852020.25 | 1773380.75 | 1737913.135 | 1837.8181 | 1801.0618
1 | 28 | 12 | 896 | 123 | 0 | 1 | 877.207 | 26.949 | 5324262 | 5118231.5 | 5015866.87 | 5304.2071 | 5198.1229
1 | 28 | 13 | 336 | 224 | 0 | 1 | 512.645 | 18.849 | 3200400.75 | 3079755.25 | 3018160.145 | 3191.6609 | 3127.8277
1 | 28 | 14 | 11 | 152 | 0 | 1 | 158.454 | 5.69 | 1036077.938 | 978254.875 | 958689.7775 | 1013.8006 | 993.5246
1 | 28 | 15 | 226 | 118 | -1 | 1 | 248.297 | 5.676 | 1592652.25 | 1521006 | 1490585.88 | 1576.2731 | 1544.7477
1 | 28 | 16 | 0 | 41 | -3 | 1 | 40.571 | -2.906 | 272932.5 | 231438.125 | 226809.3625 | 239.8476 | 235.0507
1 | 28 | 17 | 0 | 0 | -4 | 1 | 0 | -4 | 0 | 0 | 0 | 0 | 0
1 | 28 | 18 | 0 | 0 | -4 | 1 | 0 | -4 | 0 | 0 | 0 | 0 | 0
1 | 28 | 19 | 0 | 0 | -5 | 1 | 0 | -5 | 0 | 0 | 0 | 0 | 0
1 | 28 | 20 | 0 | 0 | -5 | 0 | 0 | -5 | 0 | 0 | 0 | 0 | 0
1 | 28 | 21 | 0 | 0 | -5 | 0 | 0 | -5 | 0 | 0 | 0 | 0 | 0
1 | 28 | 22 | 0 | 0 | -5 | 0 | 0 | -5 | 0 | 0 | 0 | 0 | 0
1 | 28 | 23 | 0 | 0 | -5 | 0 | 0 | -5 | 0 | 0 | 0 | 0 | 0
1 | 29 | 0 | 0 | 0 | -5 | 1 | 0 | -5 | 0 | 0 | 0 | 0 | 0
1 | 29 | 1 | 0 | 0 | -5 | 1 | 0 | -5 | 0 | 0 | 0 | 0 | 0
1 | 29 | 2 | 0 | 0 | -5 | 1 | 0 | -5 | 0 | 0 | 0 | 0 | 0
1 | 29 | 3 | 0 | 0 | -6 | 1 | 0 | -6 | 0 | 0 | 0 | 0 | 0
1 | 29 | 4 | 0 | 0 | -6 | 1 | 0 | -6 | 0 | 0 | 0 | 0 | 0
1 | 29 | 5 | 0 | 0 | -6 | 1 | 0 | -6 | 0 | 0 | 0 | 0 | 0
1 | 29 | 6 | 0 | 0 | -5 | 1 | 0 | -5 | 0 | 0 | 0 | 0 | 0
1 | 29 | 7 | 0 | 9 | -4 | 1 | 8.515 | -6.64 | 57962.449 | 20519.65 | 20109.257 | 21.2653 | 20.8399
1 | 29 | 8 | 79 | 94 | -2 | 3 | 138.201 | -0.447 | 906822.938 | 851979.063 | 834939.4817 | 882.9365 | 865.2778
1 | 29 | 9 | 436 | 146 | 0 | 5 | 435.398 | 7.328 | 2797269.75 | 2690176 | 2636372.48 | 2787.926 | 2732.1675
1 | 29 | 10 | 1 | 145 | 0 | 6 | 142.9 | 1.781 | 946924.938 | 891166.063 | 873342.7417 | 923.5474 | 905.0764
1 | 29 | 11 | 51 | 240 | 1 | 7 | 295.749 | 4.717 | 1940203.375 | 1859106.375 | 1821924.2475 | 1926.6587 | 1888.1255
1 | 29 | 12 | 953 | 99 | 2 | 7 | 899.045 | 15.581 | 5675263.5 | 5452857.5 | 5343800.35 | 5650.992 | 5537.9722
1 | 29 | 13 | 945 | 90 | 2 | 7 | 834.828 | 15.199 | 5266689 | 5063283 | 4962017.34 | 5247.262 | 5142.3167
1 | 29 | 14 | 910 | 76 | 3 | 6 | 692.695 | 15.028 | 4341061.5 | 4177481.5 | 4093931.87 | 4329.2741 | 4242.6886
1 | 29 | 15 | 821 | 58 | 1 | 4 | 481.908 | 11.582 | 2979651.25 | 2866531.5 | 2809200.87 | 2970.6895 | 2911.2757
1 | 29 | 16 | 602 | 34 | 0 | 3 | 224.85 | 5.083 | 1294207.875 | 1230174.625 | 1205571.1325 | 1274.8741 | 1249.3766
1 | 29 | 17 | 0 | 0 | -2 | 3 | 0 | -2 | 0 | 0 | 0 | 0 | 0
1 | 29 | 18 | 0 | 0 | -3 | 3 | 0 | -3 | 0 | 0 | 0 | 0 | 0
1 | 29 | 19 | 0 | 0 | -3 | 4 | 0 | -3 | 0 | 0 | 0 | 0 | 0
1 | 29 | 20 | 0 | 0 | -3 | 5 | 0 | -3 | 0 | 0 | 0 | 0 | 0
1 | 29 | 21 | 0 | 0 | -4 | 5 | 0 | -4 | 0 | 0 | 0 | 0 | 0
1 | 29 | 22 | 0 | 0 | -4 | 5 | 0 | -4 | 0 | 0 | 0 | 0 | 0
1 | 29 | 23 | 0 | 0 | -5 | 4 | 0 | -5 | 0 | 0 | 0 | 0 | 0
1 | 30 | 0 | 0 | 0 | -5 | 4 | 0 | -5 | 0 | 0 | 0 | 0 | 0
1 | 30 | 1 | 0 | 0 | -5 | 4 | 0 | -5 | 0 | 0 | 0 | 0 | 0
1 | 30 | 2 | 0 | 0 | -6 | 4 | 0 | -6 | 0 | 0 | 0 | 0 | 0
1 | 30 | 3 | 0 | 0 | -7 | 3 | 0 | -7 | 0 | 0 | 0 | 0 | 0
1 | 30 | 4 | 0 | 0 | -7 | 3 | 0 | -7 | 0 | 0 | 0 | 0 | 0
1 | 30 | 5 | 0 | 0 | -7 | 3 | 0 | -7 | 0 | 0 | 0 | 0 | 0
1 | 30 | 6 | 0 | 0 | -6 | 3 | 0 | -6 | 0 | 0 | 0 | 0 | 0
1 | 30 | 7 | 359 | 23 | -4 | 3 | 115.303 | -3.056 | 646758.813 | 597645.188 | 585692.2842 | 619.3612 | 606.9739
1 | 30 | 8 | 726 | 58 | -1 | 3 | 380.203 | 6.912 | 2338615.75 | 2245910.25 | 2200992.045 | 2327.5174 | 2280.9671
1 | 30 | 9 | 864 | 78 | 0 | 3 | 616.068 | 14.381 | 3846755.25 | 3702613.5 | 3628561.23 | 3837.1513 | 3760.4083
1 | 30 | 10 | 925 | 93 | 1 | 4 | 791.177 | 18.228 | 4931971.5 | 4743482.5 | 4648612.85 | 4915.8412 | 4817.5244
1 | 30 | 11 | 252 | 260 | 1 | 4 | 490.458 | 11.986 | 3137977.75 | 3019486 | 2959096.28 | 3129.2018 | 3066.6177
1 | 30 | 12 | 136 | 272 | 2 | 3 | 413.426 | 11.723 | 2649205.25 | 2546876.25 | 2495938.725 | 2639.4193 | 2586.6309
1 | 30 | 13 | 249 | 242 | 1 | 3 | 458.521 | 11.629 | 2935070 | 2823439.25 | 2766970.465 | 2926.0315 | 2867.5108
1 | 30 | 14 | 781 | 78 | 0 | 3 | 613.155 | 14.522 | 3851401.25 | 3707082.75 | 3632941.095 | 3841.7829 | 3764.9473
1 | 30 | 15 | 425 | 100 | 0 | 3 | 334.018 | 8.15 | 2109677.25 | 2023743.375 | 1983268.5075 | 2097.2779 | 2055.3324
1 | 30 | 16 | 176 | 55 | -2 | 3 | 119.932 | 0.041 | 746168.938 | 694906.5 | 681008.37 | 720.1566 | 705.7534
1 | 30 | 17 | 0 | 0 | -3 | 3 | 0 | -3 | 0 | 0 | 0 | 0 | 0
1 | 30 | 18 | 0 | 0 | -3 | 3 | 0 | -3 | 0 | 0 | 0 | 0 | 0
1 | 30 | 19 | 0 | 0 | -4 | 2 | 0 | -4 | 0 | 0 | 0 | 0 | 0
1 | 30 | 20 | 0 | 0 | -4 | 1 | 0 | -4 | 0 | 0 | 0 | 0 | 0
1 | 30 | 21 | 0 | 0 | -5 | 1 | 0 | -5 | 0 | 0 | 0 | 0 | 0
1 | 30 | 22 | 0 | 0 | -5 | 1 | 0 | -5 | 0 | 0 | 0 | 0 | 0
1 | 30 | 23 | 0 | 0 | -5 | 1 | 0 | -5 | 0 | 0 | 0 | 0 | 0
1 | 31 | 0 | 0 | 0 | -5 | 1 | 0 | -5 | 0 | 0 | 0 | 0 | 0
1 | 31 | 1 | 0 | 0 | -5 | 1 | 0 | -5 | 0 | 0 | 0 | 0 | 0
1 | 31 | 2 | 0 | 0 | -5 | 1 | 0 | -5 | 0 | 0 | 0 | 0 | 0
1 | 31 | 3 | 0 | 0 | -6 | 1 | 0 | -6 | 0 | 0 | 0 | 0 | 0
1 | 31 | 4 | 0 | 0 | -6 | 1 | 0 | -6 | 0 | 0 | 0 | 0 | 0
1 | 31 | 5 | 0 | 0 | -7 | 1 | 0 | -7 | 0 | 0 | 0 | 0 | 0
1 | 31 | 6 | 0 | 0 | -7 | 1 | 0 | -7 | 0 | 0 | 0 | 0 | 0
1 | 31 | 7 | 335 | 26 | -5 | 1 | 115.106 | -3.848 | 655673.313 | 606369.063 | 594241.6817 | 628.402 | 615.834
1 | 31 | 8 | 728 | 61 | -2 | 0 | 388.105 | 12.519 | 2346584.5 | 2253638.25 | 2208565.485 | 2335.5262 | 2288.8157
1 | 31 | 9 | 881 | 80 | 0 | 0 | 630.183 | 25.246 | 3791643 | 3649589.75 | 3576597.955 | 3782.2009 | 3706.5569
1 | 31 | 10 | 952 | 91 | 0 | 0 | 810.74 | 32.685 | 4804539.5 | 4621576 | 4529144.48 | 4789.5051 | 4693.715
1 | 31 | 11 | 980 | 99 | 0 | 0 | 913.673 | 36.924 | 5349244 | 5142069 | 5039227.62 | 5328.9107 | 5222.3325
1 | 31 | 12 | 982 | 102 | 1 | 0 | 931.392 | 38.935 | 5415143 | 5204934 | 5100835.32 | 5394.06 | 5286.1788
1 | 31 | 13 | 958 | 99 | 1 | 0 | 860.469 | 36.915 | 5031061.5 | 4838217.5 | 4741453.15 | 5014.0185 | 4913.7381
1 | 31 | 14 | 904 | 90 | 1 | 1 | 709.654 | 25.593 | 4291834 | 4130246.75 | 4047641.815 | 4280.323 | 4194.7165
1 | 31 | 15 | 793 | 73 | 0 | 1 | 488.535 | 17.288 | 2971059.5 | 2858227.5 | 2801062.95 | 2962.0838 | 2902.8421
1 | 31 | 16 | 537 | 45 | -3 | 1 | 221.999 | 4.735 | 1298784.875 | 1234638.5 | 1209945.73 | 1279.5002 | 1253.9102
1 | 31 | 17 | 0 | 0 | 0 | 0 | 0 | 0 | 0 | 0 | 0 | 0 | 0
1 | 31 | 18 | 0 | 0 | 0 | 0 | 0 | 0 | 0 | 0 | 0 | 0 | 0
1 | 31 | 19 | 0 | 0 | 0 | 0 | 0 | 0 | 0 | 0 | 0 | 0 | 0
1 | 31 | 20 | 0 | 0 | -1 | 0 | 0 | -1 | 0 | 0 | 0 | 0 | 0
1 | 31 | 21 | 0 | 0 | -1 | 1 | 0 | -1 | 0 | 0 | 0 | 0 | 0
1 | 31 | 22 | 0 | 0 | -1 | 1 | 0 | -1 | 0 | 0 | 0 | 0 | 0
1 | 31 | 23 | 0 | 0 | -2 | 2 | 0 | -2 | 0 | 0 | 0 | 0 | 0
2 | 1 | 0 | 0 | 0 | -2 | 2 | 0 | -2 | 0 | 0 | 0 | 0 | 0
2 | 1 | 1 | 0 | 0 | -3 | 3 | 0 | -3 | 0 | 0 | 0 | 0 | 0
2 | 1 | 2 | 0 | 0 | -3 | 4 | 0 | -3 | 0 | 0 | 0 | 0 | 0
2 | 1 | 3 | 0 | 0 | -4 | 3 | 0 | -4 | 0 | 0 | 0 | 0 | 0
2 | 1 | 4 | 0 | 0 | -4 | 3 | 0 | -4 | 0 | 0 | 0 | 0 | 0
2 | 1 | 5 | 0 | 0 | -5 | 2 | 0 | -5 | 0 | 0 | 0 | 0 | 0
2 | 1 | 6 | 0 | 0 | -4 | 2 | 0 | -4 | 0 | 0 | 0 | 0 | 0
2 | 1 | 7 | 311 | 25 | -3 | 3 | 108.711 | -2.222 | 617932.875 | 569432.688 | 558044.0342 | 590.1235 | 578.3211
2 | 1 | 8 | 682 | 59 | -1 | 4 | 367.602 | 5.763 | 2275370.25 | 2184562.75 | 2140871.495 | 2263.9408 | 2218.662
2 | 1 | 9 | 833 | 76 | 0 | 3 | 598.794 | 13.93 | 3746719.5 | 3606356.75 | 3534229.615 | 3737.397 | 3662.649
2 | 1 | 10 | 194 | 232 | 1 | 3 | 398.913 | 10.683 | 2560721 | 2461184.75 | 2411961.055 | 2550.6141 | 2499.6018
2 | 1 | 11 | 86 | 260 | 2 | 3 | 346.78 | 9.841 | 2236498 | 2146846.75 | 2103909.815 | 2224.8544 | 2180.3573
2 | 1 | 12 | 73 | 262 | 3 | 4 | 339.084 | 9.657 | 2188567 | 2100330.5 | 2058323.89 | 2176.6479 | 2133.1149
2 | 1 | 13 | 54 | 231 | 4 | 4 | 286.362 | 9.469 | 1849060.375 | 1770502.75 | 1735092.695 | 1834.8356 | 1798.1389
2 | 1 | 14 | 257 | 193 | 3 | 5 | 391.533 | 9.722 | 2513635.75 | 2415569.25 | 2367257.865 | 2503.3411 | 2453.2743
2 | 1 | 15 | 70 | 127 | 1 | 4 | 169.381 | 3.961 | 1105066.25 | 1045617.438 | 1024705.0892 | 1083.6109 | 1061.9387
2 | 1 | 16 | 56 | 54 | -1 | 2 | 78.219 | -0.364 | 505281.188 | 459136.781 | 449954.0454 | 475.8199 | 466.3035
2 | 1 | 17 | 0 | 0 | -3 | 2 | 0 | -3 | 0 | 0 | 0 | 0 | 0
2 | 1 | 18 | 0 | 0 | -4 | 2 | 0 | -4 | 0 | 0 | 0 | 0 | 0
2 | 1 | 19 | 0 | 0 | -5 | 2 | 0 | -5 | 0 | 0 | 0 | 0 | 0
2 | 1 | 20 | 0 | 0 | -6 | 2 | 0 | -6 | 0 | 0 | 0 | 0 | 0
2 | 1 | 21 | 0 | 0 | -6 | 2 | 0 | -6 | 0 | 0 | 0 | 0 | 0
2 | 1 | 22 | 0 | 0 | -6 | 2 | 0 | -6 | 0 | 0 | 0 | 0 | 0
2 | 1 | 23 | 0 | 0 | -5 | 1 | 0 | -5 | 0 | 0 | 0 | 0 | 0
2 | 2 | 0 | 0 | 0 | -5 | 1 | 0 | -5 | 0 | 0 | 0 | 0 | 0
2 | 2 | 1 | 0 | 0 | -4 | 1 | 0 | -4 | 0 | 0 | 0 | 0 | 0
2 | 2 | 2 | 0 | 0 | -3 | 1 | 0 | -3 | 0 | 0 | 0 | 0 | 0
2 | 2 | 3 | 0 | 0 | -3 | 1 | 0 | -3 | 0 | 0 | 0 | 0 | 0
2 | 2 | 4 | 0 | 0 | -3 | 1 | 0 | -3 | 0 | 0 | 0 | 0 | 0
2 | 2 | 5 | 0 | 0 | -2 | 1 | 0 | -2 | 0 | 0 | 0 | 0 | 0
2 | 2 | 6 | 0 | 0 | -1 | 2 | 0 | -1 | 0 | 0 | 0 | 0 | 0
2 | 2 | 7 | 313 | 26 | 0 | 2 | 110.337 | 0.901 | 621818.375 | 573235.688 | 561770.9742 | 594.0647 | 582.1834
2 | 2 | 8 | 459 | 73 | 2 | 2 | 288.935 | 8.381 | 1788213 | 1711326.5 | 1677099.97 | 1773.5091 | 1738.0389
2 | 2 | 9 | 705 | 93 | 5 | 2 | 545.173 | 18.971 | 3358066.25 | 3231890.25 | 3167252.445 | 3349.3239 | 3282.3374
2 | 2 | 10 | 910 | 75 | 8 | 3 | 760.912 | 26.016 | 4617992 | 4442965 | 4354105.7 | 4604.4041 | 4512.3161
2 | 2 | 11 | 958 | 72 | 10 | 4 | 863.463 | 28.949 | 5202849.5 | 5002334 | 4902287.32 | 5184.0983 | 5080.4164
2 | 2 | 12 | 971 | 70 | 11 | 4 | 884.165 | 30.566 | 5299124.5 | 5094242 | 4992357.16 | 5279.3459 | 5173.759
2 | 2 | 13 | 959 | 67 | 11 | 3 | 823.778 | 31.213 | 4916980 | 4729145.5 | 4634562.59 | 4900.9833 | 4802.9636
2 | 2 | 14 | 922 | 60 | 10 | 2 | 687.72 | 29.308 | 4104353.75 | 3950241 | 3871236.18 | 4093.7766 | 4011.901
2 | 2 | 15 | 831 | 51 | 7 | 1 | 484.844 | 23.72 | 2881115 | 2771272.5 | 2715847.05 | 2871.9692 | 2814.5298
2 | 2 | 16 | 615 | 34 | 3 | 1 | 234.938 | 10.989 | 1335547.875 | 1270487.875 | 1245078.1175 | 1316.6522 | 1290.3192
2 | 2 | 17 | 0 | 0 | 2 | 0 | 0 | 2 | 0 | 0 | 0 | 0 | 0
2 | 2 | 18 | 0 | 0 | 1 | 0 | 0 | 1 | 0 | 0 | 0 | 0 | 0
2 | 2 | 19 | 0 | 0 | 0 | 0 | 0 | 0 | 0 | 0 | 0 | 0 | 0
2 | 2 | 20 | 0 | 0 | 0 | 0 | 0 | 0 | 0 | 0 | 0 | 0 | 0
2 | 2 | 21 | 0 | 0 | 0 | 1 | 0 | 0 | 0 | 0 | 0 | 0 | 0
2 | 2 | 22 | 0 | 0 | 0 | 1 | 0 | 0 | 0 | 0 | 0 | 0 | 0
2 | 2 | 23 | 0 | 0 | 0 | 1 | 0 | 0 | 0 | 0 | 0 | 0 | 0
2 | 3 | 0 | 0 | 0 | 0 | 1 | 0 | 0 | 0 | 0 | 0 | 0 | 0
2 | 3 | 1 | 0 | 0 | -1 | 1 | 0 | -1 | 0 | 0 | 0 | 0 | 0
2 | 3 | 2 | 0 | 0 | 0 | 2 | 0 | 0 | 0 | 0 | 0 | 0 | 0
2 | 3 | 3 | 0 | 0 | 0 | 2 | 0 | 0 | 0 | 0 | 0 | 0 | 0
2 | 3 | 4 | 0 | 0 | 0 | 3 | 0 | 0 | 0 | 0 | 0 | 0 | 0
2 | 3 | 5 | 0 | 0 | 0 | 3 | 0 | 0 | 0 | 0 | 0 | 0 | 0
2 | 3 | 6 | 0 | 0 | 0 | 2 | 0 | 0 | 0 | 0 | 0 | 0 | 0
2 | 3 | 7 | 223 | 27 | 2 | 2 | 90.969 | 2.358 | 522653.875 | 476150.469 | 466627.4596 | 493.4518 | 483.5828
2 | 3 | 8 | 667 | 50 | 6 | 3 | 351.655 | 13.08 | 2123656.25 | 2037316.875 | 1996570.5375 | 2111.3446 | 2069.1177
2 | 3 | 9 | 69 | 171 | 9 | 4 | 222.607 | 13.104 | 1415805.875 | 1348726.875 | 1321752.3375 | 1397.7341 | 1369.7794
2 | 3 | 10 | 937 | 67 | 12 | 4 | 773.491 | 27.873 | 4663920.5 | 4486956.5 | 4397217.37 | 4649.9941 | 4556.9942
2 | 3 | 11 | 966 | 69 | 13 | 3 | 868.948 | 33.904 | 5144212 | 4946332 | 4847405.36 | 5126.0614 | 5023.5402
2 | 3 | 12 | 969 | 70 | 14 | 3 | 885.292 | 35.468 | 5213495.5 | 5012499.5 | 4912249.51 | 5194.6332 | 5090.7405
2 | 3 | 13 | 948 | 69 | 14 | 2 | 820.436 | 36.69 | 4801772.5 | 4618928 | 4526549.44 | 4786.7609 | 4691.0257
2 | 3 | 14 | 902 | 64 | 13 | 1 | 681.8 | 35.811 | 3976428.25 | 3827310.25 | 3750764.045 | 3966.379 | 3887.0514
2 | 3 | 15 | 803 | 55 | 11 | 1 | 480.433 | 27.385 | 2822264 | 2714354.75 | 2660067.655 | 2812.9833 | 2756.7236
2 | 3 | 16 | 584 | 36 | 7 | 1 | 228.97 | 14.69 | 1291101.5 | 1227145.125 | 1202602.2225 | 1271.7346 | 1246.2999
2 | 3 | 17 | 0 | 0 | 4 | 1 | 0 | 4 | 0 | 0 | 0 | 0 | 0
2 | 3 | 18 | 0 | 0 | 4 | 1 | 0 | 4 | 0 | 0 | 0 | 0 | 0
2 | 3 | 19 | 0 | 0 | 4 | 2 | 0 | 4 | 0 | 0 | 0 | 0 | 0
2 | 3 | 20 | 0 | 0 | 4 | 3 | 0 | 4 | 0 | 0 | 0 | 0 | 0
2 | 3 | 21 | 0 | 0 | 3 | 3 | 0 | 3 | 0 | 0 | 0 | 0 | 0
2 | 3 | 22 | 0 | 0 | 2 | 3 | 0 | 2 | 0 | 0 | 0 | 0 | 0
2 | 3 | 23 | 0 | 0 | 2 | 3 | 0 | 2 | 0 | 0 | 0 | 0 | 0
2 | 4 | 0 | 0 | 0 | 2 | 3 | 0 | 2 | 0 | 0 | 0 | 0 | 0
2 | 4 | 1 | 0 | 0 | 2 | 2 | 0 | 2 | 0 | 0 | 0 | 0 | 0
2 | 4 | 2 | 0 | 0 | 1 | 2 | 0 | 1 | 0 | 0 | 0 | 0 | 0
2 | 4 | 3 | 0 | 0 | 1 | 1 | 0 | 1 | 0 | 0 | 0 | 0 | 0
2 | 4 | 4 | 0 | 0 | 1 | 1 | 0 | 1 | 0 | 0 | 0 | 0 | 0
2 | 4 | 5 | 0 | 0 | 1 | 1 | 0 | 1 | 0 | 0 | 0 | 0 | 0
2 | 4 | 6 | 0 | 0 | 1 | 2 | 0 | 1 | 0 | 0 | 0 | 0 | 0
2 | 4 | 7 | 0 | 21 | 2 | 4 | 19.912 | 0.737 | 132399.281 | 93580.82 | 91709.2036 | 96.9812 | 95.0415
2 | 4 | 8 | 0 | 84 | 2 | 6 | 82.97 | 2.178 | 549110.563 | 502057.438 | 492016.2892 | 520.3001 | 509.8941
2 | 4 | 9 | 0 | 32 | 1 | 5 | 30.342 | 0.25 | 202066.344 | 161934.203 | 158695.5189 | 167.8182 | 164.4619
2 | 4 | 10 | 0 | 71 | 1 | 4 | 67.463 | 0.868 | 448381.375 | 403401.719 | 395333.6846 | 418.0597 | 409.6985
2 | 4 | 11 | 0 | 92 | 1 | 3 | 87.55 | 1.452 | 580785 | 533068.938 | 522407.5592 | 552.4385 | 541.3897
2 | 4 | 12 | 0 | 105 | 2 | 3 | 100.398 | 2.839 | 663030.625 | 613568.75 | 601297.375 | 635.8633 | 623.1461
2 | 4 | 13 | 0 | 127 | 2 | 3 | 122.721 | 3.438 | 808879.75 | 756235.313 | 741110.6067 | 783.7138 | 768.0395
2 | 4 | 14 | 1 | 142 | 1 | 4 | 140.152 | 2.708 | 925911.125 | 870632.75 | 853220.095 | 902.268 | 884.2226
2 | 4 | 15 | 214 | 132 | 0 | 4 | 260.919 | 4.45 | 1686361.75 | 1612229.375 | 1579984.7875 | 1670.8112 | 1637.395
2 | 4 | 16 | 546 | 40 | -1 | 4 | 224.772 | 2.907 | 1326982.25 | 1262135.625 | 1236892.9125 | 1307.9965 | 1281.8365
2 | 4 | 17 | 0 | 0 | -3 | 4 | 0 | -3 | 0 | 0 | 0 | 0 | 0
2 | 4 | 18 | 0 | 0 | -4 | 3 | 0 | -4 | 0 | 0 | 0 | 0 | 0
2 | 4 | 19 | 0 | 0 | -4 | 2 | 0 | -4 | 0 | 0 | 0 | 0 | 0
2 | 4 | 20 | 0 | 0 | -5 | 2 | 0 | -5 | 0 | 0 | 0 | 0 | 0
2 | 4 | 21 | 0 | 0 | -5 | 1 | 0 | -5 | 0 | 0 | 0 | 0 | 0
2 | 4 | 22 | 0 | 0 | -4 | 1 | 0 | -4 | 0 | 0 | 0 | 0 | 0
2 | 4 | 23 | 0 | 0 | -3 | 1 | 0 | -3 | 0 | 0 | 0 | 0 | 0
2 | 5 | 0 | 0 | 0 | -3 | 1 | 0 | -3 | 0 | 0 | 0 | 0 | 0
2 | 5 | 1 | 0 | 0 | -2 | 1 | 0 | -2 | 0 | 0 | 0 | 0 | 0
2 | 5 | 2 | 0 | 0 | -1 | 1 | 0 | -1 | 0 | 0 | 0 | 0 | 0
2 | 5 | 3 | 0 | 0 | 0 | 1 | 0 | 0 | 0 | 0 | 0 | 0 | 0
2 | 5 | 4 | 0 | 0 | 0 | 2 | 0 | 0 | 0 | 0 | 0 | 0 | 0
2 | 5 | 5 | 0 | 0 | 0 | 2 | 0 | 0 | 0 | 0 | 0 | 0 | 0
2 | 5 | 6 | 0 | 0 | 1 | 2 | 0 | 1 | 0 | 0 | 0 | 0 | 0
2 | 5 | 7 | 88 | 29 | 4 | 2 | 56.672 | 3.392 | 342483.969 | 299627.156 | 293634.6129 | 310.5144 | 304.3041
2 | 5 | 8 | 310 | 93 | 8 | 3 | 247.33 | 12.427 | 1526899.625 | 1456970.625 | 1427831.2125 | 1509.911 | 1479.7127
2 | 5 | 9 | 319 | 165 | 11 | 4 | 383.185 | 18.451 | 2378907.75 | 2284982.25 | 2239282.605 | 2368.0091 | 2320.649
2 | 5 | 10 | 677 | 132 | 14 | 4 | 668.514 | 27.916 | 4035269.5 | 3883864.75 | 3806187.455 | 4024.9885 | 3944.4887
2 | 5 | 11 | 972 | 70 | 15 | 4 | 880.392 | 33.976 | 5211577 | 5010667.5 | 4910454.15 | 5192.7346 | 5088.8799
2 | 5 | 12 | 971 | 71 | 16 | 3 | 893.738 | 37.61 | 5223190.5 | 5021756 | 4921320.88 | 5204.226 | 5100.1415
2 | 5 | 13 | 545 | 184 | 17 | 3 | 646.843 | 32.976 | 3842179.75 | 3698212 | 3624247.76 | 3832.5899 | 3755.9381
2 | 5 | 14 | 904 | 65 | 16 | 2 | 689.393 | 34.566 | 4040967 | 3889340 | 3811553.2 | 4030.6627 | 3950.0494
2 | 5 | 15 | 613 | 80 | 13 | 1 | 417.442 | 27.444 | 2463947.75 | 2367419.25 | 2320070.865 | 2453.4416 | 2404.3727
2 | 5 | 16 | 408 | 49 | 9 | 1 | 192.321 | 15.142 | 1107465.875 | 1047960.063 | 1027000.8617 | 1086.0386 | 1064.3179
2 | 5 | 17 | 0 | 0 | 7 | 1 | 0 | 7 | 0 | 0 | 0 | 0 | 0
2 | 5 | 18 | 0 | 0 | 5 | 1 | 0 | 5 | 0 | 0 | 0 | 0 | 0
2 | 5 | 19 | 0 | 0 | 4 | 2 | 0 | 4 | 0 | 0 | 0 | 0 | 0
2 | 5 | 20 | 0 | 0 | 3 | 2 | 0 | 3 | 0 | 0 | 0 | 0 | 0
2 | 5 | 21 | 0 | 0 | 3 | 2 | 0 | 3 | 0 | 0 | 0 | 0 | 0
2 | 5 | 22 | 0 | 0 | 3 | 2 | 0 | 3 | 0 | 0 | 0 | 0 | 0
2 | 5 | 23 | 0 | 0 | 2 | 2 | 0 | 2 | 0 | 0 | 0 | 0 | 0
2 | 6 | 0 | 0 | 0 | 2 | 2 | 0 | 2 | 0 | 0 | 0 | 0 | 0
2 | 6 | 1 | 0 | 0 | 2 | 2 | 0 | 2 | 0 | 0 | 0 | 0 | 0
2 | 6 | 2 | 0 | 0 | 2 | 2 | 0 | 2 | 0 | 0 | 0 | 0 | 0
2 | 6 | 3 | 0 | 0 | 2 | 2 | 0 | 2 | 0 | 0 | 0 | 0 | 0
2 | 6 | 4 | 0 | 0 | 2 | 2 | 0 | 2 | 0 | 0 | 0 | 0 | 0
2 | 6 | 5 | 0 | 0 | 1 | 2 | 0 | 1 | 0 | 0 | 0 | 0 | 0
2 | 6 | 6 | 0 | 0 | 2 | 3 | 0 | 2 | 0 | 0 | 0 | 0 | 0
2 | 6 | 7 | 241 | 28 | 6 | 3 | 95.725 | 6.501 | 540309.188 | 493439.313 | 483570.5267 | 511.3689 | 501.1415
2 | 6 | 8 | 847 | 42 | 10 | 4 | 422 | 17.976 | 2502098.75 | 2404390.5 | 2356302.69 | 2491.7562 | 2441.9211
2 | 6 | 9 | 959 | 51 | 14 | 4 | 652.141 | 27.644 | 3892768.5 | 3746871 | 3671933.58 | 3883.0169 | 3805.3566
2 | 6 | 10 | 1010 | 57 | 17 | 5 | 822.985 | 32.791 | 4877545.5 | 4691427 | 4597598.46 | 4861.8942 | 4764.6564
2 | 6 | 11 | 1023 | 64 | 19 | 5 | 917.669 | 36.891 | 5375312.5 | 5166940.5 | 5063601.69 | 5354.6859 | 5247.5922
2 | 6 | 12 | 1023 | 66 | 20 | 4 | 933.831 | 40.439 | 5401280.5 | 5191711.5 | 5087877.27 | 5380.357 | 5272.7499
2 | 6 | 13 | 1004 | 64 | 20 | 4 | 866.533 | 39.072 | 5029059.5 | 4836304 | 4739577.92 | 5012.0355 | 4911.7948
2 | 6 | 14 | 962 | 60 | 19 | 3 | 725.08 | 36.651 | 4218406 | 4059768.25 | 3978572.885 | 4207.2836 | 4123.1379
2 | 6 | 15 | 869 | 53 | 15 | 2 | 515.474 | 29.373 | 3010029 | 2895888.75 | 2837970.975 | 3001.1135 | 2941.0912
2 | 6 | 16 | 663 | 37 | 10 | 2 | 259.133 | 16.95 | 1453553.625 | 1385513.5 | 1357803.23 | 1435.8574 | 1407.1402
2 | 6 | 17 | 0 | 0 | 7 | 2 | 0 | 7 | 0 | 0 | 0 | 0 | 0
2 | 6 | 18 | 0 | 0 | 6 | 2 | 0 | 6 | 0 | 0 | 0 | 0 | 0
2 | 6 | 19 | 0 | 0 | 5 | 2 | 0 | 5 | 0 | 0 | 0 | 0 | 0
2 | 6 | 20 | 0 | 0 | 5 | 3 | 0 | 5 | 0 | 0 | 0 | 0 | 0
2 | 6 | 21 | 0 | 0 | 5 | 3 | 0 | 5 | 0 | 0 | 0 | 0 | 0
2 | 6 | 22 | 0 | 0 | 5 | 4 | 0 | 5 | 0 | 0 | 0 | 0 | 0
2 | 6 | 23 | 0 | 0 | 5 | 4 | 0 | 5 | 0 | 0 | 0 | 0 | 0
2 | 7 | 0 | 0 | 0 | 5 | 5 | 0 | 5 | 0 | 0 | 0 | 0 | 0
2 | 7 | 1 | 0 | 0 | 5 | 4 | 0 | 5 | 0 | 0 | 0 | 0 | 0
2 | 7 | 2 | 0 | 0 | 4 | 4 | 0 | 4 | 0 | 0 | 0 | 0 | 0
2 | 7 | 3 | 0 | 0 | 4 | 4 | 0 | 4 | 0 | 0 | 0 | 0 | 0
2 | 7 | 4 | 0 | 0 | 4 | 3 | 0 | 4 | 0 | 0 | 0 | 0 | 0
2 | 7 | 5 | 0 | 0 | 4 | 3 | 0 | 4 | 0 | 0 | 0 | 0 | 0
2 | 7 | 6 | 0 | 0 | 5 | 3 | 0 | 5 | 0 | 0 | 0 | 0 | 0
2 | 7 | 7 | 534 | 23 | 8 | 3 | 154.998 | 9.994 | 815049.938 | 762268.375 | 747023.0075 | 789.9661 | 774.1668
2 | 7 | 8 | 584 | 64 | 12 | 4 | 338.144 | 18.263 | 2020379.125 | 1937012.5 | 1898272.25 | 2007.3956 | 1967.2477
2 | 7 | 9 | 663 | 98 | 15 | 5 | 532.907 | 24.647 | 3223922.5 | 3102460.25 | 3040411.045 | 3215.1909 | 3150.8871
2 | 7 | 10 | 985 | 56 | 17 | 6 | 805.829 | 30.706 | 4812412 | 4629109.5 | 4536527.31 | 4797.3124 | 4701.3661
2 | 7 | 11 | 999 | 62 | 18 | 6 | 898.466 | 33.686 | 5324903 | 5118843 | 5016466.14 | 5304.8408 | 5198.744
2 | 7 | 12 | 993 | 65 | 19 | 6 | 910.58 | 35.024 | 5372778 | 5164522.5 | 5061232.05 | 5352.1801 | 5245.1365
2 | 7 | 13 | 969 | 64 | 19 | 5 | 841.948 | 35.576 | 4949916 | 4760642.5 | 4665429.65 | 4933.6247 | 4834.9522
2 | 7 | 14 | 931 | 57 | 18 | 4 | 703.14 | 33.511 | 4138533 | 3983071.25 | 3903409.825 | 4127.7997 | 4045.2437
2 | 7 | 15 | 846 | 49 | 16 | 3 | 500.973 | 28.143 | 2939262.75 | 2827492.5 | 2770942.65 | 2930.232 | 2871.6274
2 | 7 | 16 | 655 | 34 | 12 | 2 | 254.883 | 18.769 | 1421408 | 1354186.875 | 1327103.1375 | 1403.3925 | 1375.3246
2 | 7 | 17 | 0 | 0 | 9 | 2 | 0 | 9 | 0 | 0 | 0 | 0 | 0
2 | 7 | 18 | 0 | 0 | 8 | 3 | 0 | 8 | 0 | 0 | 0 | 0 | 0
2 | 7 | 19 | 0 | 0 | 7 | 3 | 0 | 7 | 0 | 0 | 0 | 0 | 0
2 | 7 | 20 | 0 | 0 | 6 | 3 | 0 | 6 | 0 | 0 | 0 | 0 | 0
2 | 7 | 21 | 0 | 0 | 5 | 3 | 0 | 5 | 0 | 0 | 0 | 0 | 0
2 | 7 | 22 | 0 | 0 | 5 | 3 | 0 | 5 | 0 | 0 | 0 | 0 | 0
2 | 7 | 23 | 0 | 0 | 4 | 3 | 0 | 4 | 0 | 0 | 0 | 0 | 0
2 | 8 | 0 | 0 | 0 | 4 | 3 | 0 | 4 | 0 | 0 | 0 | 0 | 0
2 | 8 | 1 | 0 | 0 | 4 | 3 | 0 | 4 | 0 | 0 | 0 | 0 | 0
2 | 8 | 2 | 0 | 0 | 3 | 2 | 0 | 3 | 0 | 0 | 0 | 0 | 0
2 | 8 | 3 | 0 | 0 | 3 | 2 | 0 | 3 | 0 | 0 | 0 | 0 | 0
2 | 8 | 4 | 0 | 0 | 3 | 2 | 0 | 3 | 0 | 0 | 0 | 0 | 0
2 | 8 | 5 | 0 | 0 | 3 | 2 | 0 | 3 | 0 | 0 | 0 | 0 | 0
2 | 8 | 6 | 0 | 0 | 4 | 1 | 0 | 4 | 0 | 0 | 0 | 0 | 0
2 | 8 | 7 | 456 | 26 | 7 | 1 | 140.242 | 9.097 | 749057.313 | 697731.688 | 683777.0542 | 723.0844 | 708.6227
2 | 8 | 8 | 764 | 50 | 11 | 0 | 400.88 | 25.809 | 2322597.75 | 2230375 | 2185767.5 | 2311.4177 | 2265.1893
2 | 8 | 9 | 887 | 61 | 14 | 0 | 624.411 | 38.245 | 3591514 | 3456911 | 3387772.78 | 3582.521 | 3510.8706
2 | 8 | 10 | 947 | 68 | 16 | 1 | 794.464 | 41.02 | 4570996.5 | 4397940 | 4309981.2 | 4557.7431 | 4466.5883
2 | 8 | 11 | 978 | 69 | 17 | 1 | 892.436 | 45.369 | 5066700 | 4872277 | 4774831.46 | 5049.3156 | 4948.3293
2 | 8 | 12 | 981 | 70 | 18 | 1 | 909.439 | 47.146 | 5130595.5 | 4933325.5 | 4834658.99 | 5112.5823 | 5010.3307
2 | 8 | 13 | 967 | 68 | 18 | 2 | 847.979 | 41.257 | 4883129.5 | 4696768.5 | 4602833.13 | 4867.4298 | 4770.0812
2 | 8 | 14 | 933 | 60 | 18 | 3 | 710.698 | 35.305 | 4157116.25 | 4000918.25 | 3920899.885 | 4146.2952 | 4063.3693
2 | 8 | 15 | 848 | 52 | 15 | 2 | 507.775 | 29.127 | 2971145.25 | 2858310.5 | 2801144.29 | 2962.1698 | 2902.9264
2 | 8 | 16 | 653 | 36 | 11 | 1 | 257.92 | 19.683 | 1437751.625 | 1370114.75 | 1342712.455 | 1419.8991 | 1391.5011
2 | 8 | 17 | 0 | 0 | 8 | 2 | 0 | 8 | 0 | 0 | 0 | 0 | 0
2 | 8 | 18 | 0 | 0 | 7 | 2 | 0 | 7 | 0 | 0 | 0 | 0 | 0
2 | 8 | 19 | 0 | 0 | 6 | 1 | 0 | 6 | 0 | 0 | 0 | 0 | 0
2 | 8 | 20 | 0 | 0 | 5 | 1 | 0 | 5 | 0 | 0 | 0 | 0 | 0
2 | 8 | 21 | 0 | 0 | 5 | 0 | 0 | 5 | 0 | 0 | 0 | 0 | 0
2 | 8 | 22 | 0 | 0 | 5 | 0 | 0 | 5 | 0 | 0 | 0 | 0 | 0
2 | 8 | 23 | 0 | 0 | 5 | 0 | 0 | 5 | 0 | 0 | 0 | 0 | 0
2 | 9 | 0 | 0 | 0 | 4 | 0 | 0 | 4 | 0 | 0 | 0 | 0 | 0
2 | 9 | 1 | 0 | 0 | 3 | 0 | 0 | 3 | 0 | 0 | 0 | 0 | 0
2 | 9 | 2 | 0 | 0 | 2 | 0 | 0 | 2 | 0 | 0 | 0 | 0 | 0
2 | 9 | 3 | 0 | 0 | 1 | 1 | 0 | 1 | 0 | 0 | 0 | 0 | 0
2 | 9 | 4 | 0 | 0 | 1 | 1 | 0 | 1 | 0 | 0 | 0 | 0 | 0
2 | 9 | 5 | 0 | 0 | 1 | 1 | 0 | 1 | 0 | 0 | 0 | 0 | 0
2 | 9 | 6 | 0 | 0 | 2 | 1 | 0 | 2 | 0 | 0 | 0 | 0 | 0
2 | 9 | 7 | 509 | 25 | 5 | 1 | 151.267 | 7.455 | 806340.438 | 753752.375 | 738677.3275 | 781.1406 | 765.5178
2 | 9 | 8 | 809 | 46 | 9 | 1 | 415.506 | 20.884 | 2447399 | 2351380.25 | 2304352.645 | 2436.8198 | 2388.0834
2 | 9 | 9 | 925 | 56 | 12 | 1 | 644.219 | 31.998 | 3790688.5 | 3648671.25 | 3575697.825 | 3781.249 | 3705.624
2 | 9 | 10 | 979 | 62 | 15 | 2 | 813.958 | 36.75 | 4757669 | 4576716.5 | 4485182.17 | 4743.0156 | 4648.1553
2 | 9 | 11 | 1003 | 64 | 17 | 2 | 909.966 | 41.559 | 5240754 | 5038525 | 4937754.5 | 5221.6044 | 5117.1723
2 | 9 | 12 | 1005 | 65 | 18 | 2 | 926.532 | 43.195 | 5305700 | 5100517.5 | 4998507.15 | 5285.8494 | 5180.1324
2 | 9 | 13 | 990 | 63 | 19 | 2 | 863.018 | 42.63 | 4944795.5 | 4755746 | 4660631.08 | 4928.5503 | 4829.9793
2 | 9 | 14 | 944 | 61 | 19 | 1 | 721.994 | 42.777 | 4109561.5 | 3955243.5 | 3876138.63 | 4098.9608 | 4016.9816
2 | 9 | 15 | 861 | 52 | 17 | 0 | 516.714 | 39.656 | 2911828 | 2800969.5 | 2744950.11 | 2902.7453 | 2844.6904
2 | 9 | 16 | 675 | 37 | 13 | 0 | 267.567 | 26.085 | 1460644.5 | 1392422.875 | 1364574.4175 | 1443.0178 | 1414.1575
2 | 9 | 17 | 0 | 0 | 10 | 0 | 0 | 10 | 0 | 0 | 0 | 0 | 0
2 | 9 | 18 | 0 | 0 | 8 | 0 | 0 | 8 | 0 | 0 | 0 | 0 | 0
2 | 9 | 19 | 0 | 0 | 7 | 1 | 0 | 7 | 0 | 0 | 0 | 0 | 0
2 | 9 | 20 | 0 | 0 | 6 | 2 | 0 | 6 | 0 | 0 | 0 | 0 | 0
2 | 9 | 21 | 0 | 0 | 5 | 2 | 0 | 5 | 0 | 0 | 0 | 0 | 0
2 | 9 | 22 | 0 | 0 | 4 | 2 | 0 | 4 | 0 | 0 | 0 | 0 | 0
2 | 9 | 23 | 0 | 0 | 4 | 2 | 0 | 4 | 0 | 0 | 0 | 0 | 0
2 | 10 | 0 | 0 | 0 | 4 | 2 | 0 | 4 | 0 | 0 | 0 | 0 | 0
2 | 10 | 1 | 0 | 0 | 3 | 2 | 0 | 3 | 0 | 0 | 0 | 0 | 0
2 | 10 | 2 | 0 | 0 | 3 | 2 | 0 | 3 | 0 | 0 | 0 | 0 | 0
2 | 10 | 3 | 0 | 0 | 2 | 2 | 0 | 2 | 0 | 0 | 0 | 0 | 0
2 | 10 | 4 | 0 | 0 | 2 | 1 | 0 | 2 | 0 | 0 | 0 | 0 | 0
2 | 10 | 5 | 0 | 0 | 2 | 1 | 0 | 2 | 0 | 0 | 0 | 0 | 0
2 | 10 | 6 | 0 | 0 | 3 | 1 | 0 | 3 | 0 | 0 | 0 | 0 | 0
2 | 10 | 7 | 173 | 34 | 6 | 1 | 85.432 | 6.196 | 497553.438 | 451568.188 | 442536.8242 | 467.9763 | 458.6168
2 | 10 | 8 | 799 | 47 | 10 | 2 | 414.087 | 19.657 | 2451949 | 2355790.25 | 2308674.445 | 2441.39 | 2392.5622
2 | 10 | 9 | 904 | 59 | 12 | 2 | 637.104 | 28.616 | 3795973 | 3653756 | 3580680.88 | 3786.5185 | 3710.7882
2 | 10 | 10 | 951 | 67 | 14 | 2 | 801.526 | 35.458 | 4708033 | 4529198 | 4438614.04 | 4693.7705 | 4599.8951
2 | 10 | 11 | 975 | 70 | 15 | 2 | 896.821 | 39.297 | 5209019.5 | 5008225.5 | 4908060.99 | 5190.2039 | 5086.3998
2 | 10 | 12 | 970 | 74 | 15 | 2 | 910.699 | 39.925 | 5279351.5 | 5075370 | 4973862.6 | 5259.7882 | 5154.5924
2 | 10 | 13 | 945 | 74 | 15 | 2 | 843.215 | 38.287 | 4910482 | 4722930.5 | 4628471.89 | 4894.5424 | 4796.6516
2 | 10 | 14 | 902 | 68 | 14 | 2 | 704.068 | 33.622 | 4146035.25 | 3990276.5 | 3910470.97 | 4135.2668 | 4052.5615
2 | 10 | 15 | 692 | 75 | 13 | 3 | 460.997 | 24.25 | 2755154.5 | 2649427.75 | 2596439.195 | 2745.6971 | 2690.7832
2 | 10 | 16 | 481 | 52 | 10 | 4 | 223.761 | 14.375 | 1294986.625 | 1230934.125 | 1206315.4425 | 1275.6612 | 1250.148
2 | 10 | 17 | 0 | 0 | 8 | 5 | 0 | 8 | 0 | 0 | 0 | 0 | 0
2 | 10 | 18 | 0 | 0 | 6 | 4 | 0 | 6 | 0 | 0 | 0 | 0 | 0
2 | 10 | 19 | 0 | 0 | 5 | 4 | 0 | 5 | 0 | 0 | 0 | 0 | 0
2 | 10 | 20 | 0 | 0 | 3 | 3 | 0 | 3 | 0 | 0 | 0 | 0 | 0
2 | 10 | 21 | 0 | 0 | 2 | 3 | 0 | 2 | 0 | 0 | 0 | 0 | 0
2 | 10 | 22 | 0 | 0 | 1 | 3 | 0 | 1 | 0 | 0 | 0 | 0 | 0
2 | 10 | 23 | 0 | 0 | 0 | 2 | 0 | 0 | 0 | 0 | 0 | 0 | 0
2 | 11 | 0 | 0 | 0 | 0 | 2 | 0 | 0 | 0 | 0 | 0 | 0 | 0
2 | 11 | 1 | 0 | 0 | 0 | 2 | 0 | 0 | 0 | 0 | 0 | 0 | 0
2 | 11 | 2 | 0 | 0 | 0 | 3 | 0 | 0 | 0 | 0 | 0 | 0 | 0
2 | 11 | 3 | 0 | 0 | 0 | 3 | 0 | 0 | 0 | 0 | 0 | 0 | 0
2 | 11 | 4 | 0 | 0 | 0 | 3 | 0 | 0 | 0 | 0 | 0 | 0 | 0
2 | 11 | 5 | 0 | 0 | 0 | 3 | 0 | 0 | 0 | 0 | 0 | 0 | 0
2 | 11 | 6 | 0 | 0 | 0 | 3 | 0 | 0 | 0 | 0 | 0 | 0 | 0
2 | 11 | 7 | 0 | 3 | 0 | 4 | 2.835 | -1.66 | 18994.518 | 0 | 0 | 0 | 0
2 | 11 | 8 | 0 | 26 | 2 | 5 | 24.634 | 1.007 | 163650.391 | 124245.766 | 121760.8507 | 128.7603 | 126.1851
2 | 11 | 9 | 10 | 152 | 3 | 5 | 156.593 | 4.657 | 1027341 | 969722.063 | 950327.6217 | 1004.9578 | 984.8586
2 | 11 | 10 | 47 | 231 | 5 | 4 | 278.216 | 9.89 | 1793975.125 | 1716931.25 | 1682592.625 | 1779.3175 | 1743.7311
2 | 11 | 11 | 373 | 262 | 6 | 3 | 609.344 | 19.803 | 3797536 | 3655260 | 3582154.8 | 3788.0772 | 3712.3156
2 | 11 | 12 | 500 | 230 | 7 | 2 | 697.099 | 25.984 | 4252097.5 | 4092110 | 4010267.8 | 4240.8005 | 4155.9845
2 | 11 | 13 | 233 | 272 | 7 | 1 | 485.088 | 23.77 | 2981460.75 | 2868280.25 | 2810914.645 | 2972.5018 | 2913.0518
2 | 11 | 14 | 944 | 61 | 7 | 1 | 727.164 | 30.011 | 4338087 | 4174627.75 | 4091135.195 | 4326.3166 | 4239.7903
2 | 11 | 15 | 869 | 52 | 6 | 0 | 525.221 | 29.707 | 3071567.75 | 2955345.25 | 2896238.345 | 3062.7304 | 3001.4758
2 | 11 | 16 | 692 | 37 | 4 | 0 | 276.093 | 17.847 | 1554691.125 | 1484039.125 | 1454358.3425 | 1537.963 | 1507.2038
2 | 11 | 17 | 0 | 0 | 1 | 1 | 0 | 1 | 0 | 0 | 0 | 0 | 0
2 | 11 | 18 | 0 | 0 | 0 | 1 | 0 | 0 | 0 | 0 | 0 | 0 | 0
2 | 11 | 19 | 0 | 0 | 0 | 1 | 0 | 0 | 0 | 0 | 0 | 0 | 0
2 | 11 | 20 | 0 | 0 | 0 | 0 | 0 | 0 | 0 | 0 | 0 | 0 | 0
2 | 11 | 21 | 0 | 0 | 0 | 0 | 0 | 0 | 0 | 0 | 0 | 0 | 0
2 | 11 | 22 | 0 | 0 | 0 | 0 | 0 | 0 | 0 | 0 | 0 | 0 | 0
2 | 11 | 23 | 0 | 0 | -1 | 1 | 0 | -1 | 0 | 0 | 0 | 0 | 0
2 | 12 | 0 | 0 | 0 | -2 | 1 | 0 | -2 | 0 | 0 | 0 | 0 | 0
2 | 12 | 1 | 0 | 0 | -2 | 1 | 0 | -2 | 0 | 0 | 0 | 0 | 0
2 | 12 | 2 | 0 | 0 | -2 | 1 | 0 | -2 | 0 | 0 | 0 | 0 | 0
2 | 12 | 3 | 0 | 0 | -3 | 1 | 0 | -3 | 0 | 0 | 0 | 0 | 0
2 | 12 | 4 | 0 | 0 | -3 | 1 | 0 | -3 | 0 | 0 | 0 | 0 | 0
2 | 12 | 5 | 0 | 0 | -3 | 1 | 0 | -3 | 0 | 0 | 0 | 0 | 0
2 | 12 | 6 | 0 | 0 | -1 | 1 | 0 | -1 | 0 | 0 | 0 | 0 | 0
2 | 12 | 7 | 0 | 15 | 1 | 2 | 14.202 | -0.865 | 94919.82 | 56797.617 | 55661.6647 | 58.8614 | 57.6842
2 | 12 | 8 | 413 | 94 | 4 | 2 | 298.329 | 10.276 | 1852951.875 | 1774286.625 | 1738800.8925 | 1838.7569 | 1801.9818
2 | 12 | 9 | 498 | 147 | 7 | 1 | 487.933 | 21.925 | 2990247.5 | 2876772.25 | 2819236.805 | 2981.3024 | 2921.6763
2 | 12 | 10 | 591 | 165 | 10 | 1 | 647.799 | 30.523 | 3878653.75 | 3733296.25 | 3658630.325 | 3868.9489 | 3791.57
2 | 12 | 11 | 706 | 158 | 12 | 0 | 788.143 | 43.033 | 4517206 | 4346391 | 4259463.18 | 4504.321 | 4414.2346
2 | 12 | 12 | 673 | 175 | 13 | 0 | 788.81 | 44.777 | 4493083.5 | 4323269 | 4236803.62 | 4480.3589 | 4390.7517
2 | 12 | 13 | 838 | 105 | 14 | 1 | 804.501 | 40.106 | 4655716.5 | 4479099 | 4389517.02 | 4641.8511 | 4549.0141
2 | 12 | 14 | 577 | 149 | 14 | 2 | 578.033 | 30.273 | 3453054.75 | 3323484 | 3257014.32 | 3444.2458 | 3375.3609
2 | 12 | 15 | 444 | 119 | 12 | 1 | 378.042 | 24.748 | 2270526 | 2179863 | 2136265.74 | 2259.0703 | 2213.8889
2 | 12 | 16 | 632 | 42 | 8 | 1 | 263.193 | 16.233 | 1498658 | 1429459.5 | 1400870.31 | 1481.4002 | 1451.7722
2 | 12 | 17 | 0 | 0 | 5 | 1 | 0 | 5 | 0 | 0 | 0 | 0 | 0
2 | 12 | 18 | 0 | 0 | 5 | 1 | 0 | 5 | 0 | 0 | 0 | 0 | 0
2 | 12 | 19 | 0 | 0 | 4 | 1 | 0 | 4 | 0 | 0 | 0 | 0 | 0
2 | 12 | 20 | 0 | 0 | 3 | 1 | 0 | 3 | 0 | 0 | 0 | 0 | 0
2 | 12 | 21 | 0 | 0 | 2 | 1 | 0 | 2 | 0 | 0 | 0 | 0 | 0
2 | 12 | 22 | 0 | 0 | 2 | 1 | 0 | 2 | 0 | 0 | 0 | 0 | 0
2 | 12 | 23 | 0 | 0 | 1 | 1 | 0 | 1 | 0 | 0 | 0 | 0 | 0
2 | 13 | 0 | 0 | 0 | 1 | 1 | 0 | 1 | 0 | 0 | 0 | 0 | 0
2 | 13 | 1 | 0 | 0 | 0 | 1 | 0 | 0 | 0 | 0 | 0 | 0 | 0
2 | 13 | 2 | 0 | 0 | 0 | 1 | 0 | 0 | 0 | 0 | 0 | 0 | 0
2 | 13 | 3 | 0 | 0 | 0 | 1 | 0 | 0 | 0 | 0 | 0 | 0 | 0
2 | 13 | 4 | 0 | 0 | 0 | 1 | 0 | 0 | 0 | 0 | 0 | 0 | 0
2 | 13 | 5 | 0 | 0 | 0 | 1 | 0 | 0 | 0 | 0 | 0 | 0 | 0
2 | 13 | 6 | 0 | 0 | 1 | 1 | 0 | 1 | 0 | 0 | 0 | 0 | 0
2 | 13 | 7 | 193 | 38 | 5 | 1 | 95.071 | 5.514 | 555605 | 508416.375 | 498248.0475 | 526.8901 | 516.3523
2 | 13 | 8 | 777 | 51 | 9 | 1 | 416.762 | 20.64 | 2468089.25 | 2371433.25 | 2324004.585 | 2457.6014 | 2408.4494
2 | 13 | 9 | 889 | 63 | 12 | 0 | 639.568 | 36.95 | 3701993.5 | 3563303.5 | 3492037.43 | 3692.7794 | 3618.9238
2 | 13 | 10 | 943 | 70 | 13 | 0 | 807.088 | 44.49 | 4587160 | 4413427 | 4325158.46 | 4573.7929 | 4482.317
2 | 13 | 11 | 966 | 75 | 14 | 1 | 903.815 | 42.951 | 5180319 | 4980818 | 4881201.64 | 5161.8005 | 5058.5645
2 | 13 | 12 | 972 | 76 | 15 | 1 | 923.371 | 44.797 | 5257680.5 | 5054684 | 4953590.32 | 5238.3505 | 5133.5835
2 | 13 | 13 | 959 | 73 | 16 | 0 | 861.427 | 50.386 | 4795207 | 4612645 | 4520392.1 | 4780.2496 | 4684.6446
2 | 13 | 14 | 929 | 64 | 15 | 0 | 725.4 | 45.109 | 4096730.25 | 3942917.5 | 3864059.15 | 4086.187 | 4004.4632
2 | 13 | 15 | 850 | 54 | 14 | 0 | 521.687 | 37.04 | 2974951.75 | 2861989.5 | 2804749.71 | 2965.9825 | 2906.6628
2 | 13 | 16 | 671 | 39 | 11 | 0 | 274.268 | 24.438 | 1516316.125 | 1446661.375 | 1417728.1475 | 1499.2271 | 1469.2426
2 | 13 | 17 | 0 | 0 | 8 | 1 | 0 | 8 | 0 | 0 | 0 | 0 | 0
2 | 13 | 18 | 0 | 0 | 6 | 1 | 0 | 6 | 0 | 0 | 0 | 0 | 0
2 | 13 | 19 | 0 | 0 | 5 | 1 | 0 | 5 | 0 | 0 | 0 | 0 | 0
2 | 13 | 20 | 0 | 0 | 4 | 0 | 0 | 4 | 0 | 0 | 0 | 0 | 0
2 | 13 | 21 | 0 | 0 | 4 | 0 | 0 | 4 | 0 | 0 | 0 | 0 | 0
2 | 13 | 22 | 0 | 0 | 3 | 1 | 0 | 3 | 0 | 0 | 0 | 0 | 0
2 | 13 | 23 | 0 | 0 | 2 | 1 | 0 | 2 | 0 | 0 | 0 | 0 | 0
2 | 14 | 0 | 0 | 0 | 1 | 1 | 0 | 1 | 0 | 0 | 0 | 0 | 0
2 | 14 | 1 | 0 | 0 | 1 | 1 | 0 | 1 | 0 | 0 | 0 | 0 | 0
2 | 14 | 2 | 0 | 0 | 1 | 1 | 0 | 1 | 0 | 0 | 0 | 0 | 0
2 | 14 | 3 | 0 | 0 | 1 | 2 | 0 | 1 | 0 | 0 | 0 | 0 | 0
2 | 14 | 4 | 0 | 0 | 1 | 2 | 0 | 1 | 0 | 0 | 0 | 0 | 0
2 | 14 | 5 | 0 | 0 | 1 | 2 | 0 | 1 | 0 | 0 | 0 | 0 | 0
2 | 14 | 6 | 0 | 0 | 2 | 2 | 0 | 2 | 0 | 0 | 0 | 0 | 0
2 | 14 | 7 | 232 | 38 | 6 | 2 | 104.497 | 6.78 | 601681.438 | 553525.125 | 542454.6225 | 573.638 | 562.1652
2 | 14 | 8 | 819 | 50 | 10 | 1 | 436.587 | 22.292 | 2571454 | 2471581.25 | 2422149.625 | 2561.3884 | 2510.1606
2 | 14 | 9 | 924 | 61 | 14 | 1 | 661.82 | 34.517 | 3865550.25 | 3720692.75 | 3646278.895 | 3855.8875 | 3778.7697
2 | 14 | 10 | 974 | 68 | 17 | 1 | 831.231 | 43.142 | 4748794.5 | 4568221.5 | 4476857.07 | 4734.212 | 4639.5277
2 | 14 | 11 | 996 | 71 | 19 | 1 | 927.244 | 48.323 | 5208303.5 | 5007542 | 4907391.16 | 5189.4956 | 5085.7056
2 | 14 | 12 | 994 | 74 | 20 | 1 | 942.728 | 50.036 | 5262472.5 | 5059258.5 | 4958073.33 | 5243.0912 | 5138.2294
2 | 14 | 13 | 971 | 75 | 20 | 1 | 876.2 | 48.29 | 4917210 | 4729365.5 | 4634778.19 | 4901.2113 | 4803.187
2 | 14 | 14 | 923 | 72 | 19 | 1 | 733.102 | 43.143 | 4172192.75 | 4015396.5 | 3935088.57 | 4161.2996 | 4078.0736
2 | 14 | 15 | 855 | 50 | 17 | 1 | 521.634 | 34.591 | 3001863.5 | 2887998 | 2830238.04 | 2992.936 | 2933.0773
2 | 14 | 16 | 484 | 51 | 13 | 1 | 227.705 | 20.769 | 1294433.25 | 1230394.5 | 1205786.61 | 1275.102 | 1249.6
2 | 14 | 17 | 0 | 0 | 11 | 1 | 0 | 11 | 0 | 0 | 0 | 0 | 0
2 | 14 | 18 | 0 | 0 | 10 | 0 | 0 | 10 | 0 | 0 | 0 | 0 | 0
2 | 14 | 19 | 0 | 0 | 8 | 0 | 0 | 8 | 0 | 0 | 0 | 0 | 0
2 | 14 | 20 | 0 | 0 | 6 | 0 | 0 | 6 | 0 | 0 | 0 | 0 | 0
2 | 14 | 21 | 0 | 0 | 5 | 0 | 0 | 5 | 0 | 0 | 0 | 0 | 0
2 | 14 | 22 | 0 | 0 | 3 | 0 | 0 | 3 | 0 | 0 | 0 | 0 | 0
2 | 14 | 23 | 0 | 0 | 3 | 0 | 0 | 3 | 0 | 0 | 0 | 0 | 0
2 | 15 | 0 | 0 | 0 | 2 | 0 | 0 | 2 | 0 | 0 | 0 | 0 | 0
2 | 15 | 1 | 0 | 0 | 2 | 0 | 0 | 2 | 0 | 0 | 0 | 0 | 0
2 | 15 | 2 | 0 | 0 | 2 | 1 | 0 | 2 | 0 | 0 | 0 | 0 | 0
2 | 15 | 3 | 0 | 0 | 1 | 1 | 0 | 1 | 0 | 0 | 0 | 0 | 0
2 | 15 | 4 | 0 | 0 | 1 | 1 | 0 | 1 | 0 | 0 | 0 | 0 | 0
2 | 15 | 5 | 0 | 0 | 1 | 1 | 0 | 1 | 0 | 0 | 0 | 0 | 0
2 | 15 | 6 | 0 | 0 | 1 | 1 | 0 | 1 | 0 | 0 | 0 | 0 | 0
2 | 15 | 7 | 0 | 16 | 3 | 3 | 15.149 | 1.444 | 100500.406 | 62275 | 61029.5 | 64.5378 | 63.2471
2 | 15 | 8 | 0 | 22 | 4 | 4 | 20.84 | 2.806 | 137640.031 | 98723.625 | 96749.1525 | 102.3108 | 100.2646
2 | 15 | 9 | 20 | 168 | 5 | 5 | 179.408 | 7.113 | 1167073.625 | 1106142.5 | 1084019.65 | 1146.3352 | 1123.4085
2 | 15 | 10 | 7 | 172 | 5 | 6 | 173.913 | 7.016 | 1132770.5 | 1072661.875 | 1051208.6375 | 1111.638 | 1089.4053
2 | 15 | 11 | 223 | 304 | 6 | 5 | 522.666 | 15.121 | 3311424 | 3186897.25 | 3123159.305 | 3302.696 | 3236.6421
2 | 15 | 12 | 578 | 217 | 7 | 5 | 755.18 | 21.24 | 4683604 | 4505806 | 4415689.88 | 4669.5285 | 4576.138
2 | 15 | 13 | 160 | 290 | 6 | 5 | 447.873 | 14.619 | 2841893.5 | 2733341.5 | 2678674.67 | 2832.6599 | 2776.0067
2 | 15 | 14 | 101 | 229 | 5 | 5 | 311.768 | 10.433 | 2003872.625 | 1920976 | 1882556.48 | 1990.7764 | 1950.9609
2 | 15 | 15 | 0 | 107 | 3 | 5 | 104.094 | 4.102 | 684619.938 | 634693.938 | 622000.0592 | 657.7561 | 644.601
2 | 15 | 16 | 0 | 35 | 1 | 4 | 33.189 | 0.262 | 221018.594 | 180524.688 | 176914.1942 | 187.0842 | 183.3425
2 | 15 | 17 | 0 | 0 | 0 | 4 | 0 | 0 | 0 | 0 | 0 | 0 | 0
2 | 15 | 18 | 0 | 0 | -1 | 3 | 0 | -1 | 0 | 0 | 0 | 0 | 0
2 | 15 | 19 | 0 | 0 | -2 | 2 | 0 | -2 | 0 | 0 | 0 | 0 | 0
2 | 15 | 20 | 0 | 0 | -2 | 2 | 0 | -2 | 0 | 0 | 0 | 0 | 0
2 | 15 | 21 | 0 | 0 | -2 | 1 | 0 | -2 | 0 | 0 | 0 | 0 | 0
2 | 15 | 22 | 0 | 0 | -2 | 1 | 0 | -2 | 0 | 0 | 0 | 0 | 0
2 | 15 | 23 | 0 | 0 | -3 | 0 | 0 | -3 | 0 | 0 | 0 | 0 | 0
2 | 16 | 0 | 0 | 0 | -3 | 0 | 0 | -3 | 0 | 0 | 0 | 0 | 0
2 | 16 | 1 | 0 | 0 | -3 | 0 | 0 | -3 | 0 | 0 | 0 | 0 | 0
2 | 16 | 2 | 0 | 0 | -3 | 0 | 0 | -3 | 0 | 0 | 0 | 0 | 0
2 | 16 | 3 | 0 | 0 | -3 | 0 | 0 | -3 | 0 | 0 | 0 | 0 | 0
2 | 16 | 4 | 0 | 0 | -3 | 0 | 0 | -3 | 0 | 0 | 0 | 0 | 0
2 | 16 | 5 | 0 | 0 | -4 | 0 | 0 | -4 | 0 | 0 | 0 | 0 | 0
2 | 16 | 6 | 0 | 0 | -3 | 1 | 0 | -3 | 0 | 0 | 0 | 0 | 0
2 | 16 | 7 | 0 | 28 | -2 | 2 | 26.557 | -3.539 | 179014.766 | 139320.094 | 136533.6921 | 144.3824 | 141.4948
2 | 16 | 8 | 0 | 30 | -1 | 3 | 28.432 | -2.179 | 190828.625 | 150910.094 | 147891.8921 | 156.3935 | 153.2657
2 | 16 | 9 | 14 | 163 | 0 | 3 | 170.083 | 2.418 | 1123867.75 | 1063971.625 | 1042692.1925 | 1102.632 | 1080.5794
2 | 16 | 10 | 0 | 24 | 0 | 3 | 22.774 | -0.895 | 152223.172 | 113033.477 | 110772.8075 | 117.1407 | 114.7978
2 | 16 | 11 | 328 | 289 | 0 | 3 | 606.078 | 13.174 | 3864524.5 | 3719706 | 3645311.88 | 3854.8649 | 3777.7676
2 | 16 | 12 | 205 | 315 | 0 | 3 | 522.983 | 12.742 | 3340756.25 | 3215193.75 | 3150889.875 | 3332.0207 | 3265.3803
2 | 16 | 13 | 367 | 262 | -1 | 3 | 594.757 | 13.28 | 3788533 | 3646597 | 3573665.06 | 3779.0994 | 3703.5174
2 | 16 | 14 | 395 | 204 | -1 | 3 | 507.604 | 11.363 | 3243094.75 | 3120964.5 | 3058545.21 | 3234.3676 | 3169.6802
2 | 16 | 15 | 228 | 156 | -2 | 3 | 298.984 | 5.019 | 1935256.25 | 1854298.25 | 1817212.285 | 1921.6759 | 1883.2423
2 | 16 | 16 | 601 | 43 | -3 | 2 | 259.042 | 3.306 | 1550120.25 | 1479587.375 | 1449995.6275 | 1533.3495 | 1502.6825
2 | 16 | 17 | 0 | 0 | -4 | 1 | 0 | -4 | 0 | 0 | 0 | 0 | 0
2 | 16 | 18 | 0 | 0 | -5 | 1 | 0 | -5 | 0 | 0 | 0 | 0 | 0
2 | 16 | 19 | 0 | 0 | -5 | 1 | 0 | -5 | 0 | 0 | 0 | 0 | 0
2 | 16 | 20 | 0 | 0 | -5 | 1 | 0 | -5 | 0 | 0 | 0 | 0 | 0
2 | 16 | 21 | 0 | 0 | -5 | 1 | 0 | -5 | 0 | 0 | 0 | 0 | 0
2 | 16 | 22 | 0 | 0 | -5 | 1 | 0 | -5 | 0 | 0 | 0 | 0 | 0
2 | 16 | 23 | 0 | 0 | -5 | 1 | 0 | -5 | 0 | 0 | 0 | 0 | 0
2 | 17 | 0 | 0 | 0 | -5 | 0 | 0 | -5 | 0 | 0 | 0 | 0 | 0
2 | 17 | 1 | 0 | 0 | -5 | 0 | 0 | -5 | 0 | 0 | 0 | 0 | 0
2 | 17 | 2 | 0 | 0 | -6 | 0 | 0 | -6 | 0 | 0 | 0 | 0 | 0
2 | 17 | 3 | 0 | 0 | -5 | 0 | 0 | -5 | 0 | 0 | 0 | 0 | 0
2 | 17 | 4 | 0 | 0 | -5 | 0 | 0 | -5 | 0 | 0 | 0 | 0 | 0
2 | 17 | 5 | 0 | 0 | -5 | 0 | 0 | -5 | 0 | 0 | 0 | 0 | 0
2 | 17 | 6 | 0 | 0 | -4 | 0 | 0 | -4 | 0 | 0 | 0 | 0 | 0
2 | 17 | 7 | 536 | 37 | -3 | 0 | 178.033 | 1.464 | 996726.375 | 939819.563 | 921023.1717 | 973.9688 | 954.4894
2 | 17 | 8 | 824 | 62 | -1 | 1 | 458.679 | 12.66 | 2802494.5 | 2695230.5 | 2641325.89 | 2793.1641 | 2737.3009
2 | 17 | 9 | 941 | 77 | 0 | 2 | 702.948 | 18.929 | 4343173 | 4179506.75 | 4095916.615 | 4331.3729 | 4244.7454
2 | 17 | 10 | 996 | 87 | 0 | 3 | 879.076 | 21.496 | 5431099.5 | 5220152.5 | 5115749.45 | 5409.8315 | 5301.6348
2 | 17 | 11 | 1005 | 101 | 1 | 3 | 978.687 | 25.227 | 5982857 | 5745573.5 | 5630662.03 | 5954.3441 | 5835.2572
2 | 17 | 12 | 1014 | 98 | 2 | 3 | 996.724 | 26.845 | 6060311.5 | 5819203.5 | 5702819.43 | 6030.6495 | 5910.0365
2 | 17 | 13 | 1003 | 91 | 3 | 3 | 929.092 | 26.273 | 5653343.5 | 5431979.5 | 5323339.91 | 5629.3554 | 5516.7683
2 | 17 | 14 | 968 | 81 | 3 | 3 | 782.508 | 22.681 | 4796879 | 4614245 | 4521960.1 | 4781.9078 | 4686.2696
2 | 17 | 15 | 892 | 66 | 2 | 2 | 569.3 | 18.403 | 3476267.75 | 3345860.5 | 3278943.29 | 3467.4354 | 3398.0867
2 | 17 | 16 | 728 | 45 | 0 | 0 | 305.597 | 15.444 | 1753007.75 | 1677079.375 | 1643537.7875 | 1738.0176 | 1703.2572
2 | 17 | 17 | 0 | 0 | -2 | 0 | 0 | -2 | 0 | 0 | 0 | 0 | 0
2 | 17 | 18 | 0 | 0 | -3 | 0 | 0 | -3 | 0 | 0 | 0 | 0 | 0
2 | 17 | 19 | 0 | 0 | -4 | 0 | 0 | -4 | 0 | 0 | 0 | 0 | 0
2 | 17 | 20 | 0 | 0 | -4 | 0 | 0 | -4 | 0 | 0 | 0 | 0 | 0
2 | 17 | 21 | 0 | 0 | -4 | 0 | 0 | -4 | 0 | 0 | 0 | 0 | 0
2 | 17 | 22 | 0 | 0 | -4 | 0 | 0 | -4 | 0 | 0 | 0 | 0 | 0
2 | 17 | 23 | 0 | 0 | -4 | 0 | 0 | -4 | 0 | 0 | 0 | 0 | 0
2 | 18 | 0 | 0 | 0 | -4 | 0 | 0 | -4 | 0 | 0 | 0 | 0 | 0
2 | 18 | 1 | 0 | 0 | -4 | 0 | 0 | -4 | 0 | 0 | 0 | 0 | 0
2 | 18 | 2 | 0 | 0 | -5 | 0 | 0 | -5 | 0 | 0 | 0 | 0 | 0
2 | 18 | 3 | 0 | 0 | -5 | 0 | 0 | -5 | 0 | 0 | 0 | 0 | 0
2 | 18 | 4 | 0 | 0 | -5 | 0 | 0 | -5 | 0 | 0 | 0 | 0 | 0
2 | 18 | 5 | 0 | 0 | -5 | 0 | 0 | -5 | 0 | 0 | 0 | 0 | 0
2 | 18 | 6 | 0 | 0 | -3 | 0 | 0 | -3 | 0 | 0 | 0 | 0 | 0
2 | 18 | 7 | 596 | 30 | 0 | 1 | 187.517 | 3.674 | 1032710.938 | 974966.563 | 955467.2317 | 1010.3929 | 990.185
2 | 18 | 8 | 841 | 48 | 2 | 1 | 450.679 | 15.358 | 2725409 | 2620642.25 | 2568229.405 | 2715.8657 | 2661.5483
2 | 18 | 9 | 942 | 57 | 5 | 2 | 679.176 | 23.073 | 4135791.5 | 3980438 | 3900829.24 | 4125.0708 | 4042.5694
2 | 18 | 10 | 990 | 62 | 7 | 2 | 848.137 | 30.103 | 5083960 | 4888770 | 4790994.6 | 5066.4079 | 4965.0797
2 | 18 | 11 | 1010 | 65 | 8 | 2 | 944.075 | 34.008 | 5593730 | 5375185.5 | 5267681.79 | 5570.4977 | 5459.0878
2 | 18 | 12 | 1012 | 66 | 9 | 2 | 960.633 | 35.656 | 5659598 | 5437937 | 5329178.26 | 5635.5294 | 5522.8188
2 | 18 | 13 | 996 | 64 | 10 | 2 | 894.6 | 34.993 | 5276576 | 5072720.5 | 4971266.09 | 5257.0424 | 5151.9015
2 | 18 | 14 | 959 | 60 | 10 | 1 | 754.063 | 35.387 | 4418299.5 | 4251567 | 4166535.66 | 4406.0515 | 4317.9305
2 | 18 | 15 | 884 | 52 | 8 | 1 | 547.776 | 26.876 | 3246366 | 3124121.5 | 3061639.07 | 3237.6393 | 3172.8865
2 | 18 | 16 | 724 | 39 | 5 | 1 | 299.111 | 15.336 | 1714825.125 | 1639928.5 | 1607129.93 | 1699.5168 | 1665.5264
2 | 18 | 17 | 227 | 10 | 2 | 1 | 50.965 | 2.775 | 250292.438 | 209236.094 | 205051.3721 | 216.8389 | 212.5021
2 | 18 | 18 | 0 | 0 | 1 | 1 | 0 | 1 | 0 | 0 | 0 | 0 | 0
2 | 18 | 19 | 0 | 0 | 0 | 0 | 0 | 0 | 0 | 0 | 0 | 0 | 0
2 | 18 | 20 | 0 | 0 | 0 | 0 | 0 | 0 | 0 | 0 | 0 | 0 | 0
2 | 18 | 21 | 0 | 0 | 0 | 0 | 0 | 0 | 0 | 0 | 0 | 0 | 0
2 | 18 | 22 | 0 | 0 | -1 | 0 | 0 | -1 | 0 | 0 | 0 | 0 | 0
2 | 18 | 23 | 0 | 0 | -1 | 0 | 0 | -1 | 0 | 0 | 0 | 0 | 0
2 | 19 | 0 | 0 | 0 | -1 | 1 | 0 | -1 | 0 | 0 | 0 | 0 | 0
2 | 19 | 1 | 0 | 0 | -1 | 1 | 0 | -1 | 0 | 0 | 0 | 0 | 0
2 | 19 | 2 | 0 | 0 | -1 | 2 | 0 | -1 | 0 | 0 | 0 | 0 | 0
2 | 19 | 3 | 0 | 0 | 0 | 2 | 0 | 0 | 0 | 0 | 0 | 0 | 0
2 | 19 | 4 | 0 | 0 | 0 | 2 | 0 | 0 | 0 | 0 | 0 | 0 | 0
2 | 19 | 5 | 0 | 0 | 0 | 3 | 0 | 0 | 0 | 0 | 0 | 0 | 0
2 | 19 | 6 | 0 | 0 | 1 | 3 | 0 | 1 | 0 | 0 | 0 | 0 | 0
2 | 19 | 7 | 630 | 30 | 4 | 3 | 197.501 | 7.029 | 1076270 | 1017502.813 | 997152.7567 | 1054.4747 | 1033.3852
2 | 19 | 8 | 474 | 98 | 8 | 3 | 337.776 | 15.019 | 2070086.625 | 1985296.125 | 1945590.2025 | 2057.4337 | 2016.285
2 | 19 | 9 | 952 | 56 | 11 | 3 | 687.23 | 26.684 | 4133378 | 3978120 | 3898557.6 | 4122.6686 | 4040.2152
2 | 19 | 10 | 994 | 62 | 14 | 3 | 854.254 | 34.324 | 5044239.5 | 4850812.5 | 4753796.25 | 5027.0712 | 4926.5297
2 | 19 | 11 | 1012 | 65 | 15 | 4 | 948.844 | 35.782 | 5586337.5 | 5368141 | 5260778.18 | 5563.1973 | 5451.9333
2 | 19 | 12 | 1012 | 67 | 16 | 4 | 964.792 | 37.268 | 5651142.5 | 5429882.5 | 5321284.85 | 5627.1822 | 5514.6385
2 | 19 | 13 | 994 | 66 | 16 | 4 | 898.089 | 35.906 | 5280119 | 5076102.5 | 4974580.45 | 5260.5473 | 5155.3363
2 | 19 | 14 | 954 | 63 | 15 | 3 | 756.486 | 33.561 | 4462850 | 4294284.5 | 4208398.81 | 4450.3212 | 4361.3148
2 | 19 | 15 | 875 | 56 | 13 | 2 | 549.53 | 28.413 | 3241368.75 | 3119298.5 | 3056912.53 | 3232.641 | 3167.9882
2 | 19 | 16 | 707 | 42 | 9 | 1 | 297.953 | 19.2 | 1690532.875 | 1616288.75 | 1583962.975 | 1675.0181 | 1641.5177
2 | 19 | 17 | 0 | 15 | 6 | 0 | 14.215 | 7.382 | 92493.523 | 54416.145 | 53327.8221 | 56.3934 | 55.2655
2 | 19 | 18 | 0 | 0 | 5 | 0 | 0 | 5 | 0 | 0 | 0 | 0 | 0
2 | 19 | 19 | 0 | 0 | 4 | 0 | 0 | 4 | 0 | 0 | 0 | 0 | 0
2 | 19 | 20 | 0 | 0 | 3 | 0 | 0 | 3 | 0 | 0 | 0 | 0 | 0
2 | 19 | 21 | 0 | 0 | 3 | 1 | 0 | 3 | 0 | 0 | 0 | 0 | 0
2 | 19 | 22 | 0 | 0 | 2 | 1 | 0 | 2 | 0 | 0 | 0 | 0 | 0
2 | 19 | 23 | 0 | 0 | 2 | 2 | 0 | 2 | 0 | 0 | 0 | 0 | 0
2 | 20 | 0 | 0 | 0 | 2 | 2 | 0 | 2 | 0 | 0 | 0 | 0 | 0
2 | 20 | 1 | 0 | 0 | 2 | 2 | 0 | 2 | 0 | 0 | 0 | 0 | 0
2 | 20 | 2 | 0 | 0 | 2 | 3 | 0 | 2 | 0 | 0 | 0 | 0 | 0
2 | 20 | 3 | 0 | 0 | 2 | 3 | 0 | 2 | 0 | 0 | 0 | 0 | 0
2 | 20 | 4 | 0 | 0 | 1 | 2 | 0 | 1 | 0 | 0 | 0 | 0 | 0
2 | 20 | 5 | 0 | 0 | 1 | 2 | 0 | 1 | 0 | 0 | 0 | 0 | 0
2 | 20 | 6 | 0 | 0 | 2 | 2 | 0 | 2 | 0 | 0 | 0 | 0 | 0
2 | 20 | 7 | 336 | 43 | 5 | 3 | 139.632 | 6.59 | 799263.25 | 746832.063 | 731895.4217 | 773.9689 | 758.4895
2 | 20 | 8 | 803 | 56 | 9 | 3 | 448.975 | 18.548 | 2694220 | 2590454.5 | 2538645.41 | 2684.581 | 2630.8894
2 | 20 | 9 | 899 | 68 | 12 | 2 | 669.571 | 29.57 | 3988799.75 | 3839202.5 | 3762418.45 | 3978.7034 | 3899.1293
2 | 20 | 10 | 949 | 76 | 14 | 1 | 838.364 | 40.564 | 4839702.5 | 4655223 | 4562118.54 | 4824.3747 | 4727.8872
2 | 20 | 11 | 973 | 79 | 15 | 1 | 934.76 | 44.852 | 5322400 | 5116454.5 | 5014125.41 | 5302.3655 | 5196.3182
2 | 20 | 12 | 976 | 80 | 15 | 3 | 951.523 | 38.085 | 5557252 | 5340423.5 | 5233615.03 | 5534.4726 | 5423.7832
2 | 20 | 13 | 966 | 76 | 15 | 5 | 889.477 | 32.548 | 5294032 | 5089381.5 | 4987593.87 | 5274.3088 | 5168.8226
2 | 20 | 14 | 859 | 83 | 14 | 6 | 718.73 | 26.62 | 4348661 | 4184772 | 4101076.56 | 4336.8295 | 4250.0929
2 | 20 | 15 | 197 | 168 | 12 | 7 | 289.718 | 16.32 | 1809514.75 | 1732045.375 | 1697404.4675 | 1794.9808 | 1759.0812
2 | 20 | 16 | 419 | 66 | 8 | 7 | 224.61 | 10.774 | 1340580.75 | 1275395 | 1249887.1 | 1321.7376 | 1295.3029
2 | 20 | 17 | 0 | 13 | 4 | 6 | 12.313 | 3.209 | 81219.18 | 43349.672 | 42482.6786 | 44.9248 | 44.0263
2 | 20 | 18 | 0 | 0 | 2 | 4 | 0 | 2 | 0 | 0 | 0 | 0 | 0
2 | 20 | 19 | 0 | 0 | 0 | 2 | 0 | 0 | 0 | 0 | 0 | 0 | 0
2 | 20 | 20 | 0 | 0 | 0 | 1 | 0 | 0 | 0 | 0 | 0 | 0 | 0
2 | 20 | 21 | 0 | 0 | 0 | 1 | 0 | 0 | 0 | 0 | 0 | 0 | 0
2 | 20 | 22 | 0 | 0 | 0 | 1 | 0 | 0 | 0 | 0 | 0 | 0 | 0
2 | 20 | 23 | 0 | 0 | -1 | 1 | 0 | -1 | 0 | 0 | 0 | 0 | 0
2 | 21 | 0 | 0 | 0 | -2 | 1 | 0 | -2 | 0 | 0 | 0 | 0 | 0
2 | 21 | 1 | 0 | 0 | -2 | 1 | 0 | -2 | 0 | 0 | 0 | 0 | 0
2 | 21 | 2 | 0 | 0 | -2 | 1 | 0 | -2 | 0 | 0 | 0 | 0 | 0
2 | 21 | 3 | 0 | 0 | -2 | 1 | 0 | -2 | 0 | 0 | 0 | 0 | 0
2 | 21 | 4 | 0 | 0 | -2 | 1 | 0 | -2 | 0 | 0 | 0 | 0 | 0
2 | 21 | 5 | 0 | 0 | -2 | 1 | 0 | -2 | 0 | 0 | 0 | 0 | 0
2 | 21 | 6 | 0 | 0 | -1 | 1 | 0 | -1 | 0 | 0 | 0 | 0 | 0
2 | 21 | 7 | 0 | 23 | 0 | 2 | 21.792 | -1.657 | 146019.719 | 106946.414 | 104807.4857 | 110.8324 | 108.6158
2 | 21 | 8 | 4 | 112 | 0 | 2 | 111.926 | 1.032 | 742876.875 | 691686.438 | 677852.7092 | 716.8195 | 702.4831
2 | 21 | 9 | 46 | 199 | 1 | 3 | 236.559 | 5.32 | 1546974.875 | 1476524 | 1446993.52 | 1530.1748 | 1499.5713
2 | 21 | 10 | 70 | 268 | 2 | 3 | 336.196 | 9.132 | 2173393 | 2085602.125 | 2043890.0825 | 2161.3844 | 2118.1567
2 | 21 | 11 | 57 | 295 | 3 | 2 | 359.109 | 12.135 | 2299430.75 | 2207903.75 | 2163745.675 | 2288.1299 | 2242.3673
2 | 21 | 12 | 21 | 246 | 4 | 2 | 262.363 | 10.537 | 1689169.5 | 1614961.875 | 1582662.6375 | 1673.643 | 1640.1701
2 | 21 | 13 | 13 | 206 | 4 | 2 | 213.401 | 8.82 | 1381738.5 | 1315520.625 | 1289210.2125 | 1363.3213 | 1336.0548
2 | 21 | 14 | 0 | 50 | 4 | 2 | 47.477 | 3.949 | 312408.219 | 270143.625 | 264740.7525 | 279.9595 | 274.3603
2 | 21 | 15 | 0 | 47 | 3 | 3 | 44.596 | 2.324 | 295003.094 | 253079.078 | 248017.4964 | 262.2749 | 257.0294
2 | 21 | 16 | 0 | 43 | 1 | 4 | 40.797 | 0.3 | 271648.469 | 230178.984 | 225575.4043 | 238.5427 | 233.7719
2 | 21 | 17 | 0 | 4 | 0 | 4 | 3.78 | -1.547 | 25321.066 | 0 | 0 | 0 | 0
2 | 21 | 18 | 0 | 0 | 0 | 5 | 0 | 0 | 0 | 0 | 0 | 0 | 0
2 | 21 | 19 | 0 | 0 | -1 | 5 | 0 | -1 | 0 | 0 | 0 | 0 | 0
2 | 21 | 20 | 0 | 0 | -2 | 5 | 0 | -2 | 0 | 0 | 0 | 0 | 0
2 | 21 | 21 | 0 | 0 | -3 | 6 | 0 | -3 | 0 | 0 | 0 | 0 | 0
2 | 21 | 22 | 0 | 0 | -4 | 6 | 0 | -4 | 0 | 0 | 0 | 0 | 0
2 | 21 | 23 | 0 | 0 | -5 | 5 | 0 | -5 | 0 | 0 | 0 | 0 | 0
2 | 22 | 0 | 0 | 0 | -6 | 4 | 0 | -6 | 0 | 0 | 0 | 0 | 0
2 | 22 | 1 | 0 | 0 | -7 | 4 | 0 | -7 | 0 | 0 | 0 | 0 | 0
2 | 22 | 2 | 0 | 0 | -8 | 3 | 0 | -8 | 0 | 0 | 0 | 0 | 0
2 | 22 | 3 | 0 | 0 | -8 | 3 | 0 | -8 | 0 | 0 | 0 | 0 | 0
2 | 22 | 4 | 0 | 0 | -8 | 3 | 0 | -8 | 0 | 0 | 0 | 0 | 0
2 | 22 | 5 | 0 | 0 | -9 | 3 | 0 | -9 | 0 | 0 | 0 | 0 | 0
2 | 22 | 6 | 0 | 0 | -9 | 3 | 0 | -9 | 0 | 0 | 0 | 0 | 0
2 | 22 | 7 | 0 | 18 | -9 | 4 | 17.044 | -10.361 | 117383.578 | 78844.945 | 77268.0461 | 81.7098 | 80.0757
2 | 22 | 8 | 0 | 76 | -9 | 4 | 72.713 | -9.066 | 498767.531 | 452757.313 | 443702.1667 | 469.2087 | 459.8245
2 | 22 | 9 | 8 | 161 | -9 | 3 | 163.236 | -6.603 | 1110606.875 | 1051026.375 | 1030005.8475 | 1089.2164 | 1067.432
2 | 22 | 10 | 0 | 66 | -8 | 3 | 62.728 | -7.914 | 428724.188 | 384143 | 376460.14 | 398.1012 | 390.1392
2 | 22 | 11 | 19 | 238 | -8 | 3 | 252 | -3.377 | 1697644 | 1623209.25 | 1590745.065 | 1682.19 | 1648.5462
2 | 22 | 12 | 12 | 213 | -8 | 3 | 219.804 | -3.634 | 1482020.875 | 1413250.875 | 1384985.8575 | 1464.6026 | 1435.3106
2 | 22 | 13 | 106 | 301 | -8 | 3 | 405.207 | 0.94 | 2690986.75 | 2587325 | 2535578.5 | 2681.3378 | 2627.711
2 | 22 | 14 | 14 | 188 | -8 | 4 | 195.318 | -4.433 | 1319807.75 | 1255139.75 | 1230036.955 | 1300.7464 | 1274.7315
2 | 22 | 15 | 254 | 166 | -8 | 3 | 325.956 | -1.119 | 2153598.25 | 2066386.5 | 2025058.77 | 2141.4705 | 2098.6411
2 | 22 | 16 | 112 | 89 | -9 | 3 | 134.912 | -6.566 | 889024.688 | 834584.188 | 817892.5042 | 864.9096 | 847.6114
2 | 22 | 17 | 0 | 11 | -10 | 3 | 10.413 | -11.351 | 71937.047 | 34238.184 | 33553.4203 | 35.4823 | 34.7726
2 | 22 | 18 | 0 | 0 | -11 | 3 | 0 | -11 | 0 | 0 | 0 | 0 | 0
2 | 22 | 19 | 0 | 0 | -12 | 3 | 0 | -12 | 0 | 0 | 0 | 0 | 0
2 | 22 | 20 | 0 | 0 | -12 | 3 | 0 | -12 | 0 | 0 | 0 | 0 | 0
2 | 22 | 21 | 0 | 0 | -12 | 3 | 0 | -12 | 0 | 0 | 0 | 0 | 0
2 | 22 | 22 | 0 | 0 | -12 | 2 | 0 | -12 | 0 | 0 | 0 | 0 | 0
2 | 22 | 23 | 0 | 0 | -13 | 2 | 0 | -13 | 0 | 0 | 0 | 0 | 0
2 | 23 | 0 | 0 | 0 | -13 | 2 | 0 | -13 | 0 | 0 | 0 | 0 | 0
2 | 23 | 1 | 0 | 0 | -13 | 2 | 0 | -13 | 0 | 0 | 0 | 0 | 0
2 | 23 | 2 | 0 | 0 | -14 | 2 | 0 | -14 | 0 | 0 | 0 | 0 | 0
2 | 23 | 3 | 0 | 0 | -14 | 2 | 0 | -14 | 0 | 0 | 0 | 0 | 0
2 | 23 | 4 | 0 | 0 | -14 | 1 | 0 | -14 | 0 | 0 | 0 | 0 | 0
2 | 23 | 5 | 0 | 0 | -14 | 1 | 0 | -14 | 0 | 0 | 0 | 0 | 0
2 | 23 | 6 | 0 | 0 | -13 | 1 | 0 | -13 | 0 | 0 | 0 | 0 | 0
2 | 23 | 7 | 0 | 12 | -12 | 2 | 11.354 | -14.042 | 79094.359 | 41263.957 | 40438.6779 | 42.7633 | 41.9081
2 | 23 | 8 | 771 | 76 | -11 | 2 | 464.058 | 0.15 | 2974259.5 | 2861320.5 | 2804094.09 | 2965.2892 | 2905.9834
2 | 23 | 9 | 2 | 148 | -9 | 2 | 145.656 | -5.201 | 986921.5 | 930241.688 | 911636.8542 | 964.0429 | 944.762
2 | 23 | 10 | 59 | 267 | -7 | 2 | 325.915 | 0.673 | 2166286.75 | 2078704 | 2037129.92 | 2154.2356 | 2111.1509
2 | 23 | 11 | 0 | 103 | -5 | 2 | 98.26 | -3.161 | 661561.438 | 612131.125 | 599888.5025 | 634.3735 | 621.686
2 | 23 | 12 | 960 | 116 | -4 | 1 | 993.612 | 25.795 | 6065988 | 5824598.5 | 5708106.53 | 6036.2405 | 5915.5157
2 | 23 | 13 | 948 | 109 | -2 | 1 | 925.92 | 29.672 | 5569836.5 | 5352416.5 | 5245368.17 | 5546.9014 | 5435.9634
2 | 23 | 14 | 908 | 98 | -2 | 1 | 777.224 | 25.093 | 4730441 | 4550652 | 4459638.96 | 4716.0041 | 4621.684
2 | 23 | 15 | 826 | 82 | -2 | 1 | 561.793 | 17.977 | 3447107.75 | 3317750.75 | 3251395.735 | 3438.3042 | 3369.5381
2 | 23 | 16 | 655 | 58 | -4 | 1 | 303.254 | 6.841 | 1814428 | 1736823.875 | 1702087.3975 | 1799.9329 | 1763.9343
2 | 23 | 17 | 192 | 16 | -6 | 1 | 52.365 | -5.123 | 279836.844 | 238208.328 | 233444.1614 | 246.8638 | 241.9266
2 | 23 | 18 | 0 | 0 | -7 | 0 | 0 | -7 | 0 | 0 | 0 | 0 | 0
2 | 23 | 19 | 0 | 0 | -7 | 0 | 0 | -7 | 0 | 0 | 0 | 0 | 0
2 | 23 | 20 | 0 | 0 | -7 | 0 | 0 | -7 | 0 | 0 | 0 | 0 | 0
2 | 23 | 21 | 0 | 0 | -7 | 1 | 0 | -7 | 0 | 0 | 0 | 0 | 0
2 | 23 | 22 | 0 | 0 | -7 | 1 | 0 | -7 | 0 | 0 | 0 | 0 | 0
2 | 23 | 23 | 0 | 0 | -7 | 1 | 0 | -7 | 0 | 0 | 0 | 0 | 0
2 | 24 | 0 | 0 | 0 | -6 | 1 | 0 | -6 | 0 | 0 | 0 | 0 | 0
2 | 24 | 1 | 0 | 0 | -6 | 1 | 0 | -6 | 0 | 0 | 0 | 0 | 0
2 | 24 | 2 | 0 | 0 | -6 | 2 | 0 | -6 | 0 | 0 | 0 | 0 | 0
2 | 24 | 3 | 0 | 0 | -6 | 2 | 0 | -6 | 0 | 0 | 0 | 0 | 0
2 | 24 | 4 | 0 | 0 | -7 | 2 | 0 | -7 | 0 | 0 | 0 | 0 | 0
2 | 24 | 5 | 0 | 0 | -7 | 2 | 0 | -7 | 0 | 0 | 0 | 0 | 0
2 | 24 | 6 | 0 | 0 | -5 | 2 | 0 | -5 | 0 | 0 | 0 | 0 | 0
2 | 24 | 7 | 654 | 39 | -2 | 2 | 221.525 | 2.087 | 1251776 | 1188787.5 | 1165011.75 | 1231.9832 | 1207.3435
2 | 24 | 8 | 868 | 62 | 0 | 2 | 496.232 | 12.542 | 3048965.75 | 2933510.25 | 2874840.045 | 3040.102 | 2979.3
2 | 24 | 9 | 958 | 78 | 1 | 1 | 731.012 | 24.533 | 4438218.5 | 4270668 | 4185254.64 | 4425.8466 | 4337.3296
2 | 24 | 10 | 1002 | 89 | 2 | 1 | 907.133 | 31.654 | 5412123.5 | 5202054.5 | 5098013.41 | 5391.0758 | 5283.2543
2 | 24 | 11 | 1018 | 97 | 3 | 0 | 1006.426 | 42.887 | 5774389.5 | 5547243 | 5436298.14 | 5748.8071 | 5633.8309
2 | 24 | 12 | 1020 | 98 | 4 | 0 | 1022.416 | 44.779 | 5826016.5 | 5596381 | 5484453.38 | 5799.7306 | 5683.7359
2 | 24 | 13 | 1005 | 95 | 4 | 0 | 954.218 | 42.881 | 5470309.5 | 5257543.5 | 5152392.63 | 5448.5811 | 5339.6095
2 | 24 | 14 | 963 | 88 | 4 | 0 | 803.434 | 38.02 | 4668416.5 | 4491262.5 | 4401437.25 | 4654.4566 | 4561.3674
2 | 24 | 15 | 890 | 74 | 3 | 1 | 590.612 | 23.67 | 3552358.75 | 3419188.75 | 3350804.975 | 3543.4281 | 3472.5595
2 | 24 | 16 | 732 | 53 | 0 | 1 | 324.915 | 11.548 | 1907713.75 | 1827526.875 | 1790976.3375 | 1893.9317 | 1856.0531
2 | 24 | 17 | 262 | 17 | -2 | 1 | 64.6 | -0.586 | 330597.438 | 287975.219 | 282215.7146 | 298.4391 | 292.4703
2 | 24 | 18 | 0 | 0 | -3 | 1 | 0 | -3 | 0 | 0 | 0 | 0 | 0
2 | 24 | 19 | 0 | 0 | -4 | 1 | 0 | -4 | 0 | 0 | 0 | 0 | 0
2 | 24 | 20 | 0 | 0 | -4 | 1 | 0 | -4 | 0 | 0 | 0 | 0 | 0
2 | 24 | 21 | 0 | 0 | -4 | 1 | 0 | -4 | 0 | 0 | 0 | 0 | 0
2 | 24 | 22 | 0 | 0 | -3 | 1 | 0 | -3 | 0 | 0 | 0 | 0 | 0
2 | 24 | 23 | 0 | 0 | -3 | 2 | 0 | -3 | 0 | 0 | 0 | 0 | 0
2 | 25 | 0 | 0 | 0 | -3 | 2 | 0 | -3 | 0 | 0 | 0 | 0 | 0
2 | 25 | 1 | 0 | 0 | -3 | 3 | 0 | -3 | 0 | 0 | 0 | 0 | 0
2 | 25 | 2 | 0 | 0 | -3 | 3 | 0 | -3 | 0 | 0 | 0 | 0 | 0
2 | 25 | 3 | 0 | 0 | -3 | 3 | 0 | -3 | 0 | 0 | 0 | 0 | 0
2 | 25 | 4 | 0 | 0 | -3 | 2 | 0 | -3 | 0 | 0 | 0 | 0 | 0
2 | 25 | 5 | 0 | 0 | -2 | 2 | 0 | -2 | 0 | 0 | 0 | 0 | 0
2 | 25 | 6 | 0 | 0 | -1 | 3 | 0 | -1 | 0 | 0 | 0 | 0 | 0
2 | 25 | 7 | 144 | 64 | 1 | 3 | 110.569 | 1.838 | 685587.938 | 635641.125 | 622928.3025 | 658.7377 | 645.563
2 | 25 | 8 | 454 | 113 | 2 | 3 | 351.872 | 9.168 | 2210870.25 | 2121977 | 2079537.46 | 2199.081 | 2155.0993
2 | 25 | 9 | 872 | 99 | 3 | 3 | 703.709 | 19.322 | 4353806 | 4189707.75 | 4105913.595 | 4341.9446 | 4255.1057
2 | 25 | 10 | 912 | 119 | 4 | 3 | 877.119 | 25.28 | 5354123 | 5146724.5 | 5043790.01 | 5333.7354 | 5227.0607
2 | 25 | 11 | 645 | 214 | 4 | 3 | 821.344 | 24.417 | 5039132 | 4845931 | 4749012.38 | 5022.0123 | 4921.572
2 | 25 | 12 | 567 | 246 | 4 | 3 | 792.73 | 23.605 | 4878501 | 4692340.5 | 4598493.69 | 4862.8409 | 4765.5841
2 | 25 | 13 | 497 | 242 | 3 | 3 | 698.367 | 20.346 | 4343649.5 | 4179964.25 | 4096364.965 | 4331.847 | 4245.2101
2 | 25 | 14 | 711 | 132 | 2 | 3 | 678.697 | 18.667 | 4227507 | 4068505 | 3987134.9 | 4216.3378 | 4132.011
2 | 25 | 15 | 156 | 180 | 0 | 4 | 280.605 | 6.08 | 1818137.125 | 1740431.125 | 1705622.5025 | 1803.6713 | 1767.5978
2 | 25 | 16 | 0 | 21 | 0 | 4 | 19.888 | -0.647 | 132826.688 | 94000.234 | 92120.2293 | 97.4158 | 95.4675
2 | 25 | 17 | 0 | 2 | -1 | 3 | 1.889 | -2.875 | 12708.538 | 0 | 0 | 0 | 0
2 | 25 | 18 | 0 | 0 | -2 | 3 | 0 | -2 | 0 | 0 | 0 | 0 | 0
2 | 25 | 19 | 0 | 0 | -3 | 3 | 0 | -3 | 0 | 0 | 0 | 0 | 0
2 | 25 | 20 | 0 | 0 | -4 | 2 | 0 | -4 | 0 | 0 | 0 | 0 | 0
2 | 25 | 21 | 0 | 0 | -4 | 2 | 0 | -4 | 0 | 0 | 0 | 0 | 0
2 | 25 | 22 | 0 | 0 | -4 | 2 | 0 | -4 | 0 | 0 | 0 | 0 | 0
2 | 25 | 23 | 0 | 0 | -4 | 2 | 0 | -4 | 0 | 0 | 0 | 0 | 0
2 | 26 | 0 | 0 | 0 | -5 | 2 | 0 | -5 | 0 | 0 | 0 | 0 | 0
2 | 26 | 1 | 0 | 0 | -5 | 3 | 0 | -5 | 0 | 0 | 0 | 0 | 0
2 | 26 | 2 | 0 | 0 | -5 | 3 | 0 | -5 | 0 | 0 | 0 | 0 | 0
2 | 26 | 3 | 0 | 0 | -6 | 4 | 0 | -6 | 0 | 0 | 0 | 0 | 0
2 | 26 | 4 | 0 | 0 | -7 | 3 | 0 | -7 | 0 | 0 | 0 | 0 | 0
2 | 26 | 5 | 0 | 0 | -8 | 2 | 0 | -8 | 0 | 0 | 0 | 0 | 0
2 | 26 | 6 | 0 | 0 | -8 | 2 | 0 | -8 | 0 | 0 | 0 | 0 | 0
2 | 26 | 7 | 17 | 62 | -7 | 2 | 67.95 | -7.358 | 457939.188 | 412765.063 | 404509.7617 | 427.7633 | 419.208
2 | 26 | 8 | 49 | 146 | -6 | 2 | 174.353 | -2.982 | 1165991.125 | 1105086 | 1082984.28 | 1145.2403 | 1122.3355
2 | 26 | 9 | 25 | 193 | -5 | 2 | 207.642 | -0.612 | 1385304.75 | 1318996.875 | 1292616.9375 | 1366.9238 | 1339.5853
2 | 26 | 10 | 276 | 288 | -4 | 3 | 543.698 | 8.25 | 3522457.25 | 3390376.75 | 3322569.215 | 3513.5692 | 3443.2978
2 | 26 | 11 | 261 | 330 | -3 | 3 | 588.627 | 11.245 | 3779190 | 3637606.25 | 3564854.125 | 3769.782 | 3694.3863
2 | 26 | 12 | 4 | 152 | -3 | 3 | 150.338 | 0.552 | 1000189.875 | 943202.75 | 924338.695 | 977.4749 | 957.9254
2 | 26 | 13 | 152 | 318 | -3 | 4 | 473.193 | 6.209 | 3088874.25 | 2972062.75 | 2912621.495 | 3080.0553 | 3018.4542
2 | 26 | 14 | 76 | 249 | -4 | 5 | 314.684 | 1.504 | 2084503 | 1999297.125 | 1959311.1825 | 2071.9434 | 2030.5045
2 | 26 | 15 | 344 | 163 | -5 | 5 | 374.324 | 1.412 | 2449234.75 | 2353159.5 | 2306096.31 | 2438.6637 | 2389.8904
2 | 26 | 16 | 304 | 85 | -7 | 4 | 207.669 | -3.226 | 1322159.5 | 1257433 | 1232284.34 | 1303.123 | 1277.0605
2 | 26 | 17 | 0 | 20 | -8 | 4 | 18.967 | -8.849 | 130014.656 | 91240.711 | 89415.8968 | 94.556 | 92.6649
2 | 26 | 18 | 0 | 0 | -9 | 4 | 0 | -9 | 0 | 0 | 0 | 0 | 0
2 | 26 | 19 | 0 | 0 | -10 | 4 | 0 | -10 | 0 | 0 | 0 | 0 | 0
2 | 26 | 20 | 0 | 0 | -10 | 4 | 0 | -10 | 0 | 0 | 0 | 0 | 0
2 | 26 | 21 | 0 | 0 | -11 | 4 | 0 | -11 | 0 | 0 | 0 | 0 | 0
2 | 26 | 22 | 0 | 0 | -11 | 4 | 0 | -11 | 0 | 0 | 0 | 0 | 0
2 | 26 | 23 | 0 | 0 | -11 | 4 | 0 | -11 | 0 | 0 | 0 | 0 | 0
2 | 27 | 0 | 0 | 0 | -12 | 4 | 0 | -12 | 0 | 0 | 0 | 0 | 0
2 | 27 | 1 | 0 | 0 | -12 | 4 | 0 | -12 | 0 | 0 | 0 | 0 | 0
2 | 27 | 2 | 0 | 0 | -12 | 4 | 0 | -12 | 0 | 0 | 0 | 0 | 0
2 | 27 | 3 | 0 | 0 | -12 | 4 | 0 | -12 | 0 | 0 | 0 | 0 | 0
2 | 27 | 4 | 0 | 0 | -12 | 4 | 0 | -12 | 0 | 0 | 0 | 0 | 0
2 | 27 | 5 | 0 | 0 | -12 | 3 | 0 | -12 | 0 | 0 | 0 | 0 | 0
2 | 27 | 6 | 0 | 0 | -11 | 3 | 0 | -11 | 0 | 0 | 0 | 0 | 0
2 | 27 | 7 | 0 | 10 | -10 | 3 | 9.46 | -11.79 | 65441.449 | 27861.734 | 27304.4993 | 28.8741 | 28.2966
2 | 27 | 8 | 0 | 80 | -9 | 3 | 76.482 | -9.027 | 524556.625 | 478013.813 | 468453.5367 | 495.3829 | 485.4752
2 | 27 | 9 | 18 | 185 | -8 | 2 | 194.37 | -4.354 | 1312662.375 | 1248171.875 | 1223208.4375 | 1293.5253 | 1267.6548
2 | 27 | 10 | 165 | 302 | -6 | 1 | 460.247 | 7.974 | 2985862.75 | 2872534.75 | 2815084.055 | 2976.9109 | 2917.3727
2 | 27 | 11 | 350 | 315 | -4 | 1 | 662.08 | 17.59 | 4160413.75 | 4004085.25 | 3924003.545 | 4149.5773 | 4066.5858
2 | 27 | 12 | 614 | 236 | -4 | 1 | 826.707 | 23.485 | 5089901 | 4894446.5 | 4796557.57 | 5072.2906 | 4970.8448
2 | 27 | 13 | 110 | 316 | -3 | 1 | 424.838 | 13.067 | 2711127 | 2606819.25 | 2554682.865 | 2701.5404 | 2647.5096
2 | 27 | 14 | 880 | 125 | -3 | 2 | 794.142 | 18.367 | 4951092.5 | 4761767.5 | 4666532.15 | 4934.7906 | 4836.0948
2 | 27 | 15 | 797 | 104 | -4 | 2 | 577.772 | 12.922 | 3615051 | 3479582.5 | 3409990.85 | 3606.0163 | 3533.8959
2 | 27 | 16 | 621 | 74 | -6 | 2 | 311.876 | 2.907 | 1907298.75 | 1827123.5 | 1790581.03 | 1893.5137 | 1855.6434
2 | 27 | 17 | 173 | 23 | -8 | 2 | 55.755 | -7.437 | 312497.188 | 270230.875 | 264826.2575 | 280.05 | 274.449
2 | 27 | 18 | 0 | 0 | -9 | 2 | 0 | -9 | 0 | 0 | 0 | 0 | 0
2 | 27 | 19 | 0 | 0 | -10 | 2 | 0 | -10 | 0 | 0 | 0 | 0 | 0
2 | 27 | 20 | 0 | 0 | -10 | 2 | 0 | -10 | 0 | 0 | 0 | 0 | 0
2 | 27 | 21 | 0 | 0 | -10 | 2 | 0 | -10 | 0 | 0 | 0 | 0 | 0
2 | 27 | 22 | 0 | 0 | -11 | 1 | 0 | -11 | 0 | 0 | 0 | 0 | 0
2 | 27 | 23 | 0 | 0 | -11 | 1 | 0 | -11 | 0 | 0 | 0 | 0 | 0
2 | 28 | 0 | 0 | 0 | -11 | 1 | 0 | -11 | 0 | 0 | 0 | 0 | 0
2 | 28 | 1 | 0 | 0 | -11 | 1 | 0 | -11 | 0 | 0 | 0 | 0 | 0
2 | 28 | 2 | 0 | 0 | -10 | 1 | 0 | -10 | 0 | 0 | 0 | 0 | 0
2 | 28 | 3 | 0 | 0 | -10 | 0 | 0 | -10 | 0 | 0 | 0 | 0 | 0
2 | 28 | 4 | 0 | 0 | -10 | 0 | 0 | -10 | 0 | 0 | 0 | 0 | 0
2 | 28 | 5 | 0 | 0 | -10 | 0 | 0 | -10 | 0 | 0 | 0 | 0 | 0
2 | 28 | 6 | 0 | 0 | -10 | 1 | 0 | -10 | 0 | 0 | 0 | 0 | 0
2 | 28 | 7 | 539 | 56 | -8 | 1 | 215.975 | -3.29 | 1279978.75 | 1216296.875 | 1191970.9375 | 1260.4921 | 1235.2823
2 | 28 | 8 | 724 | 101 | -5 | 0 | 478.952 | 13.937 | 2951144.75 | 2838978.25 | 2782198.685 | 2942.1351 | 2883.2924
2 | 28 | 9 | 815 | 133 | -3 | 0 | 712.791 | 25.831 | 4317407.5 | 4154786.75 | 4071691.015 | 4305.7547 | 4219.6396
2 | 28 | 10 | 867 | 152 | -2 | 1 | 888.982 | 27.377 | 5389008 | 5180005 | 5076404.9 | 5368.2252 | 5260.8607
2 | 28 | 11 | 895 | 159 | -1 | 2 | 984.03 | 26.722 | 5988543.5 | 5750980 | 5635960.4 | 5959.9471 | 5840.7481
2 | 28 | 12 | 730 | 190 | 0 | 2 | 886.495 | 25.464 | 5420190.5 | 5209748.5 | 5105553.53 | 5399.0494 | 5291.0684
2 | 28 | 13 | 178 | 324 | 0 | 2 | 501.892 | 15.041 | 3181100.25 | 3061123 | 2999900.54 | 3172.3517 | 3108.9046
2 | 28 | 14 | 632 | 161 | 0 | 3 | 656.327 | 15.676 | 4133083.75 | 3977837.5 | 3898280.75 | 4122.3758 | 4039.9283
2 | 28 | 15 | 608 | 112 | -1 | 3 | 480.32 | 10.868 | 3031868.75 | 2916991.75 | 2858651.915 | 3022.9833 | 2962.5236
2 | 28 | 16 | 635 | 51 | -3 | 2 | 292.576 | 4.932 | 1765698.25 | 1689425.125 | 1655636.6225 | 1750.8119 | 1715.7957
2 | 28 | 17 | 469 | 16 | 6 | 1 | 94.54 | 8.214 | 438178.5 | 393405.906 | 385537.7879 | 407.7007 | 399.5467
2 | 28 | 18 | 0 | 0 | 4 | 1 | 0 | 4 | 0 | 0 | 0 | 0 | 0
2 | 28 | 19 | 0 | 0 | 3 | 2 | 0 | 3 | 0 | 0 | 0 | 0 | 0
2 | 28 | 20 | 0 | 0 | 2 | 2 | 0 | 2 | 0 | 0 | 0 | 0 | 0
2 | 28 | 21 | 0 | 0 | 2 | 2 | 0 | 2 | 0 | 0 | 0 | 0 | 0
2 | 28 | 22 | 0 | 0 | 1 | 2 | 0 | 1 | 0 | 0 | 0 | 0 | 0
2 | 28 | 23 | 0 | 0 | 0 | 2 | 0 | 0 | 0 | 0 | 0 | 0 | 0
3 | 1 | 0 | 0 | 0 | 0 | 3 | 0 | 0 | 0 | 0 | 0 | 0 | 0
3 | 1 | 1 | 0 | 0 | 0 | 3 | 0 | 0 | 0 | 0 | 0 | 0 | 0
3 | 1 | 2 | 0 | 0 | 0 | 3 | 0 | 0 | 0 | 0 | 0 | 0 | 0
3 | 1 | 3 | 0 | 0 | 0 | 2 | 0 | 0 | 0 | 0 | 0 | 0 | 0
3 | 1 | 4 | 0 | 0 | 0 | 2 | 0 | 0 | 0 | 0 | 0 | 0 | 0
3 | 1 | 5 | 0 | 0 | 0 | 2 | 0 | 0 | 0 | 0 | 0 | 0 | 0
3 | 1 | 6 | 0 | 0 | 1 | 2 | 0 | 1 | 0 | 0 | 0 | 0 | 0
3 | 1 | 7 | 433 | 51 | 5 | 1 | 184.246 | 8.569 | 1061258.375 | 1002844.75 | 982787.855 | 1039.284 | 1018.4983
3 | 1 | 8 | 926 | 53 | 9 | 1 | 528.528 | 24.557 | 3127104.5 | 3008986 | 2948806.28 | 3118.3202 | 3055.9538
3 | 1 | 9 | 1007 | 61 | 12 | 1 | 762.623 | 35.942 | 4451102.5 | 4283021.5 | 4197361.07 | 4438.649 | 4349.876
3 | 1 | 10 | 1042 | 67 | 14 | 2 | 932.778 | 39.128 | 5418940.5 | 5208556 | 5104384.88 | 5397.8136 | 5289.8573
3 | 1 | 11 | 1026 | 86 | 15 | 3 | 1018.85 | 39.595 | 5919307 | 5685137.5 | 5571434.75 | 5891.7121 | 5773.8779
3 | 1 | 12 | 1021 | 87 | 16 | 3 | 1027.516 | 40.943 | 5941039.5 | 5705807.5 | 5591691.35 | 5913.1332 | 5794.8705
3 | 1 | 13 | 1003 | 85 | 16 | 4 | 956.166 | 37.242 | 5598904.5 | 5380116 | 5272513.68 | 5575.6074 | 5464.0952
3 | 1 | 14 | 959 | 81 | 15 | 4 | 805.298 | 32.966 | 4769394.5 | 4587940.5 | 4496181.69 | 4754.6475 | 4659.5545
3 | 1 | 15 | 878 | 72 | 14 | 4 | 591.659 | 27.134 | 3522162.75 | 3390092.75 | 3322290.895 | 3513.2748 | 3443.0093
3 | 1 | 16 | 539 | 64 | 10 | 3 | 274.375 | 16.526 | 1607682.625 | 1535640.75 | 1504927.935 | 1591.4396 | 1559.6109
3 | 1 | 17 | 173 | 22 | 6 | 2 | 54.251 | 6.39 | 289118.406 | 247309.203 | 242363.0189 | 256.2954 | 251.1695
3 | 1 | 18 | 0 | 0 | 4 | 2 | 0 | 4 | 0 | 0 | 0 | 0 | 0
3 | 1 | 19 | 0 | 0 | 3 | 1 | 0 | 3 | 0 | 0 | 0 | 0 | 0
3 | 1 | 20 | 0 | 0 | 3 | 1 | 0 | 3 | 0 | 0 | 0 | 0 | 0
3 | 1 | 21 | 0 | 0 | 3 | 0 | 0 | 3 | 0 | 0 | 0 | 0 | 0
3 | 1 | 22 | 0 | 0 | 2 | 0 | 0 | 2 | 0 | 0 | 0 | 0 | 0
3 | 1 | 23 | 0 | 0 | 2 | 0 | 0 | 2 | 0 | 0 | 0 | 0 | 0
3 | 2 | 0 | 0 | 0 | 1 | 0 | 0 | 1 | 0 | 0 | 0 | 0 | 0
3 | 2 | 1 | 0 | 0 | 1 | 1 | 0 | 1 | 0 | 0 | 0 | 0 | 0
3 | 2 | 2 | 0 | 0 | 0 | 1 | 0 | 0 | 0 | 0 | 0 | 0 | 0
3 | 2 | 3 | 0 | 0 | 0 | 1 | 0 | 0 | 0 | 0 | 0 | 0 | 0
3 | 2 | 4 | 0 | 0 | 0 | 1 | 0 | 0 | 0 | 0 | 0 | 0 | 0
3 | 2 | 5 | 0 | 0 | -1 | 1 | 0 | -1 | 0 | 0 | 0 | 0 | 0
3 | 2 | 6 | 0 | 0 | 0 | 0 | 0 | 0 | 0 | 0 | 0 | 0 | 0
3 | 2 | 7 | 641 | 42 | 1 | 0 | 234.44 | 8.029 | 1326791.875 | 1261950 | 1236711 | 1307.8041 | 1281.648
3 | 2 | 8 | 853 | 57 | 5 | 0 | 499.168 | 24.314 | 2960275.75 | 2847804.25 | 2790848.165 | 2951.2818 | 2892.2562
3 | 2 | 9 | 940 | 67 | 8 | 1 | 726.661 | 31.001 | 4319228.5 | 4156533.75 | 4073403.075 | 4307.5652 | 4221.4139
3 | 2 | 10 | 980 | 75 | 11 | 1 | 894.328 | 39.579 | 5187665 | 4987834 | 4888077.32 | 5169.0715 | 5065.69
3 | 2 | 11 | 999 | 78 | 13 | 1 | 988.416 | 44.701 | 5634581.5 | 5414106.5 | 5305824.37 | 5610.8329 | 5498.6163
3 | 2 | 12 | 896 | 124 | 15 | 1 | 965.403 | 46.275 | 5472059.5 | 5259212 | 5154027.76 | 5450.3102 | 5341.304
3 | 2 | 13 | 795 | 147 | 16 | 1 | 859.922 | 44.22 | 4908140 | 4720691 | 4626277.18 | 4892.2216 | 4794.3771
3 | 2 | 14 | 920 | 81 | 15 | 1 | 778.392 | 40.596 | 4484054 | 4314613.5 | 4228321.23 | 4471.3889 | 4381.9611
3 | 2 | 15 | 840 | 72 | 14 | 1 | 571.366 | 33.378 | 3327875.75 | 3202768.75 | 3138713.375 | 3319.1442 | 3252.7614
3 | 2 | 16 | 617 | 56 | 11 | 1 | 294.993 | 21.171 | 1693535.375 | 1619210.75 | 1586826.535 | 1678.0462 | 1644.4853
3 | 2 | 17 | 272 | 22 | 7 | 1 | 70.822 | 8.444 | 357657.344 | 314499.938 | 308209.9392 | 325.9276 | 319.409
3 | 2 | 18 | 0 | 0 | 5 | 0 | 0 | 5 | 0 | 0 | 0 | 0 | 0
3 | 2 | 19 | 0 | 0 | 4 | 0 | 0 | 4 | 0 | 0 | 0 | 0 | 0
3 | 2 | 20 | 0 | 0 | 3 | 0 | 0 | 3 | 0 | 0 | 0 | 0 | 0
3 | 2 | 21 | 0 | 0 | 2 | 0 | 0 | 2 | 0 | 0 | 0 | 0 | 0
3 | 2 | 22 | 0 | 0 | 1 | 0 | 0 | 1 | 0 | 0 | 0 | 0 | 0
3 | 2 | 23 | 0 | 0 | 1 | 1 | 0 | 1 | 0 | 0 | 0 | 0 | 0
3 | 3 | 0 | 0 | 0 | 1 | 1 | 0 | 1 | 0 | 0 | 0 | 0 | 0
3 | 3 | 1 | 0 | 0 | 1 | 2 | 0 | 1 | 0 | 0 | 0 | 0 | 0
3 | 3 | 2 | 0 | 0 | 1 | 2 | 0 | 1 | 0 | 0 | 0 | 0 | 0
3 | 3 | 3 | 0 | 0 | 1 | 2 | 0 | 1 | 0 | 0 | 0 | 0 | 0
3 | 3 | 4 | 0 | 0 | 1 | 3 | 0 | 1 | 0 | 0 | 0 | 0 | 0
3 | 3 | 5 | 0 | 0 | 1 | 3 | 0 | 1 | 0 | 0 | 0 | 0 | 0
3 | 3 | 6 | 0 | 0 | 3 | 3 | 0 | 3 | 0 | 0 | 0 | 0 | 0
3 | 3 | 7 | 656 | 35 | 7 | 4 | 233.168 | 10.554 | 1304724.375 | 1240430.75 | 1215622.135 | 1285.5029 | 1259.7929
3 | 3 | 8 | 822 | 65 | 11 | 3 | 497.356 | 21.93 | 2979170.75 | 2866067.25 | 2808745.905 | 2970.2084 | 2910.8042
3 | 3 | 9 | 910 | 77 | 14 | 3 | 720.283 | 30.779 | 4286519.5 | 4125146.75 | 4042643.815 | 4275.0377 | 4189.5369
3 | 3 | 10 | 952 | 85 | 15 | 3 | 885.654 | 36.084 | 5204261.5 | 5003682 | 4903608.36 | 5185.4953 | 5081.7854
3 | 3 | 11 | 971 | 90 | 16 | 3 | 979.836 | 39.564 | 5693870 | 5470578 | 5361166.44 | 5669.3564 | 5555.9693
3 | 3 | 12 | 965 | 95 | 17 | 4 | 991.021 | 38.841 | 5775190 | 5548005 | 5437044.9 | 5749.5968 | 5634.6048
3 | 3 | 13 | 942 | 96 | 17 | 5 | 921.088 | 35.222 | 5434148 | 5223060.5 | 5118599.29 | 5412.8451 | 5304.5882
3 | 3 | 14 | 909 | 89 | 16 | 6 | 781.103 | 29.769 | 4680907.5 | 4503224 | 4413159.52 | 4666.8527 | 4573.5157
3 | 3 | 15 | 830 | 79 | 15 | 6 | 574.78 | 24.96 | 3451412.5 | 3321900.75 | 3255462.735 | 3442.605 | 3373.7529
3 | 3 | 16 | 677 | 59 | 11 | 4 | 321.166 | 17.787 | 1865017 | 1786017.875 | 1750297.5175 | 1850.9144 | 1813.8962
3 | 3 | 17 | 277 | 23 | 8 | 3 | 72.392 | 8.838 | 365510.938 | 322197.469 | 315753.5196 | 333.9048 | 327.2267
3 | 3 | 18 | 0 | 0 | 6 | 3 | 0 | 6 | 0 | 0 | 0 | 0 | 0
3 | 3 | 19 | 0 | 0 | 5 | 3 | 0 | 5 | 0 | 0 | 0 | 0 | 0
3 | 3 | 20 | 0 | 0 | 4 | 3 | 0 | 4 | 0 | 0 | 0 | 0 | 0
3 | 3 | 21 | 0 | 0 | 3 | 4 | 0 | 3 | 0 | 0 | 0 | 0 | 0
3 | 3 | 22 | 0 | 0 | 2 | 4 | 0 | 2 | 0 | 0 | 0 | 0 | 0
3 | 3 | 23 | 0 | 0 | 1 | 3 | 0 | 1 | 0 | 0 | 0 | 0 | 0
3 | 4 | 0 | 0 | 0 | 1 | 2 | 0 | 1 | 0 | 0 | 0 | 0 | 0
3 | 4 | 1 | 0 | 0 | 0 | 2 | 0 | 0 | 0 | 0 | 0 | 0 | 0
3 | 4 | 2 | 0 | 0 | 0 | 1 | 0 | 0 | 0 | 0 | 0 | 0 | 0
3 | 4 | 3 | 0 | 0 | 0 | 1 | 0 | 0 | 0 | 0 | 0 | 0 | 0
3 | 4 | 4 | 0 | 0 | 0 | 0 | 0 | 0 | 0 | 0 | 0 | 0 | 0
3 | 4 | 5 | 0 | 0 | 0 | 0 | 0 | 0 | 0 | 0 | 0 | 0 | 0
3 | 4 | 6 | 0 | 0 | 1 | 0 | 0 | 1 | 0 | 0 | 0 | 0 | 0
3 | 4 | 7 | 259 | 70 | 3 | 0 | 155.725 | 6.391 | 938576 | 883008.313 | 865348.1467 | 915.0932 | 896.7914
3 | 4 | 8 | 111 | 163 | 5 | 1 | 228.931 | 10.945 | 1458025.25 | 1389870.75 | 1362073.335 | 1440.373 | 1411.5655
3 | 4 | 9 | 383 | 219 | 6 | 1 | 506.34 | 21.189 | 3128162.5 | 3010007.5 | 2949807.35 | 3119.3788 | 3056.9913
3 | 4 | 10 | 386 | 282 | 7 | 1 | 631.468 | 27.275 | 3833966.5 | 3690310.75 | 3616504.535 | 3824.4015 | 3747.9135
3 | 4 | 11 | 521 | 271 | 7 | 2 | 782.521 | 28.268 | 4738238 | 4558116 | 4466953.68 | 4723.7393 | 4629.2645
3 | 4 | 12 | 25 | 278 | 6 | 4 | 298.098 | 12.706 | 1905446.25 | 1825322.75 | 1788816.295 | 1891.6475 | 1853.8146
3 | 4 | 13 | 0 | 82 | 5 | 5 | 78.014 | 5.576 | 510628.563 | 464373.813 | 455086.3367 | 481.2473 | 471.6223
3 | 4 | 14 | 0 | 119 | 3 | 5 | 114.078 | 3.907 | 750762.313 | 699399.313 | 685411.3267 | 724.8126 | 710.3164
3 | 4 | 15 | 0 | 80 | 2 | 4 | 76.04 | 2.254 | 503124.219 | 457024.281 | 447883.7954 | 473.6307 | 464.1581
3 | 4 | 16 | 0 | 21 | 1 | 3 | 19.889 | -0.236 | 132659.719 | 93836.391 | 91959.6632 | 97.246 | 95.3011
3 | 4 | 17 | 0 | 4 | 0 | 2 | 3.78 | -2.1 | 25365.443 | 0 | 0 | 0 | 0
3 | 4 | 18 | 0 | 0 | 0 | 1 | 0 | 0 | 0 | 0 | 0 | 0 | 0
3 | 4 | 19 | 0 | 0 | 0 | 0 | 0 | 0 | 0 | 0 | 0 | 0 | 0
3 | 4 | 20 | 0 | 0 | -1 | 0 | 0 | -1 | 0 | 0 | 0 | 0 | 0
3 | 4 | 21 | 0 | 0 | -2 | 0 | 0 | -2 | 0 | 0 | 0 | 0 | 0
3 | 4 | 22 | 0 | 0 | -2 | 0 | 0 | -2 | 0 | 0 | 0 | 0 | 0
3 | 4 | 23 | 0 | 0 | -3 | 0 | 0 | -3 | 0 | 0 | 0 | 0 | 0
3 | 5 | 0 | 0 | 0 | -4 | 1 | 0 | -4 | 0 | 0 | 0 | 0 | 0
3 | 5 | 1 | 0 | 0 | -4 | 1 | 0 | -4 | 0 | 0 | 0 | 0 | 0
3 | 5 | 2 | 0 | 0 | -4 | 1 | 0 | -4 | 0 | 0 | 0 | 0 | 0
3 | 5 | 3 | 0 | 0 | -4 | 1 | 0 | -4 | 0 | 0 | 0 | 0 | 0
3 | 5 | 4 | 0 | 0 | -4 | 1 | 0 | -4 | 0 | 0 | 0 | 0 | 0
3 | 5 | 5 | 0 | 0 | -4 | 1 | 0 | -4 | 0 | 0 | 0 | 0 | 0
3 | 5 | 6 | 0 | 0 | -2 | 1 | 0 | -2 | 0 | 0 | 0 | 0 | 0
3 | 5 | 7 | 92 | 78 | 1 | 2 | 108.867 | 1.864 | 693382.875 | 643267.813 | 630402.4567 | 666.6415 | 653.3087
3 | 5 | 8 | 645 | 90 | 4 | 2 | 440.007 | 14.522 | 2716225.5 | 2611754 | 2559518.92 | 2706.6544 | 2652.5214
3 | 5 | 9 | 578 | 165 | 6 | 2 | 593.046 | 21.73 | 3651993.75 | 3515161.25 | 3444858.025 | 3642.8878 | 3570.0301
3 | 5 | 10 | 627 | 205 | 8 | 3 | 761.417 | 26.149 | 4639377 | 4463449.5 | 4374180.51 | 4625.633 | 4533.1203
3 | 5 | 11 | 525 | 272 | 9 | 2 | 788.497 | 30.739 | 4732775.5 | 4552886.5 | 4461828.77 | 4718.3197 | 4623.9533
3 | 5 | 12 | 878 | 134 | 10 | 2 | 966.797 | 36.278 | 5687767.5 | 5464766.5 | 5355471.17 | 5663.3337 | 5550.0671
3 | 5 | 13 | 836 | 147 | 10 | 1 | 896.121 | 39.689 | 5202318.5 | 5001826.5 | 4901789.97 | 5183.5724 | 5079.9009
3 | 5 | 14 | 569 | 188 | 10 | 0 | 641.815 | 38.169 | 3736720 | 3596732 | 3524797.36 | 3727.4225 | 3652.8741
3 | 5 | 15 | 348 | 176 | 9 | 0 | 393.839 | 27.583 | 2362668.75 | 2269236 | 2223851.28 | 2351.6907 | 2304.6569
3 | 5 | 16 | 413 | 85 | 6 | 0 | 250.343 | 17.674 | 1481262.375 | 1412511.875 | 1384261.6375 | 1463.8368 | 1434.56
3 | 5 | 17 | 85 | 29 | 4 | 0 | 45.237 | 6.056 | 263659.063 | 222344.438 | 217897.5492 | 230.4235 | 225.8151
3 | 5 | 18 | 0 | 0 | 4 | 0 | 0 | 4 | 0 | 0 | 0 | 0 | 0
3 | 5 | 19 | 0 | 0 | 3 | 0 | 0 | 3 | 0 | 0 | 0 | 0 | 0
3 | 5 | 20 | 0 | 0 | 2 | 0 | 0 | 2 | 0 | 0 | 0 | 0 | 0
3 | 5 | 21 | 0 | 0 | 2 | 1 | 0 | 2 | 0 | 0 | 0 | 0 | 0
3 | 5 | 22 | 0 | 0 | 1 | 1 | 0 | 1 | 0 | 0 | 0 | 0 | 0
3 | 5 | 23 | 0 | 0 | 0 | 1 | 0 | 0 | 0 | 0 | 0 | 0 | 0
3 | 6 | 0 | 0 | 0 | 0 | 1 | 0 | 0 | 0 | 0 | 0 | 0 | 0
3 | 6 | 1 | 0 | 0 | 0 | 1 | 0 | 0 | 0 | 0 | 0 | 0 | 0
3 | 6 | 2 | 0 | 0 | 0 | 1 | 0 | 0 | 0 | 0 | 0 | 0 | 0
3 | 6 | 3 | 0 | 0 | 0 | 1 | 0 | 0 | 0 | 0 | 0 | 0 | 0
3 | 6 | 4 | 0 | 0 | 0 | 1 | 0 | 0 | 0 | 0 | 0 | 0 | 0
3 | 6 | 5 | 0 | 0 | 0 | 1 | 0 | 0 | 0 | 0 | 0 | 0 | 0
3 | 6 | 6 | 0 | 0 | 1 | 1 | 0 | 1 | 0 | 0 | 0 | 0 | 0
3 | 6 | 7 | 401 | 63 | 4 | 1 | 191.846 | 7.824 | 1128494.125 | 1068487.625 | 1047117.8725 | 1107.3121 | 1085.1658
3 | 6 | 8 | 178 | 169 | 6 | 1 | 270.24 | 13.49 | 1701307.875 | 1626774.625 | 1594239.1325 | 1685.885 | 1652.1673
3 | 6 | 9 | 186 | 255 | 8 | 1 | 401.751 | 20.074 | 2497000.25 | 2399450.25 | 2351461.245 | 2486.6364 | 2436.9037
3 | 6 | 10 | 262 | 315 | 9 | 2 | 566.361 | 23.809 | 3482113.25 | 3351494.75 | 3284464.855 | 3473.2743 | 3403.8089
3 | 6 | 11 | 56 | 327 | 10 | 2 | 391.006 | 20.68 | 2432306.5 | 2336751 | 2290015.98 | 2421.659 | 2373.2258
3 | 6 | 12 | 53 | 329 | 10 | 2 | 390.934 | 20.081 | 2436933.5 | 2341236.25 | 2294411.525 | 2426.3072 | 2377.781
3 | 6 | 13 | 282 | 328 | 9 | 2 | 606.804 | 24.838 | 3718472.75 | 3579167.5 | 3507584.15 | 3709.2198 | 3635.0354
3 | 6 | 14 | 621 | 176 | 9 | 1 | 672.118 | 30.825 | 4018164.75 | 3867426.75 | 3790078.215 | 4007.9532 | 3927.7941
3 | 6 | 15 | 36 | 178 | 8 | 0 | 202.047 | 20.224 | 1255904.125 | 1192814.375 | 1168958.0875 | 1236.1564 | 1211.4332
3 | 6 | 16 | 25 | 101 | 6 | 0 | 110.988 | 10.215 | 709707.438 | 659239.063 | 646054.2817 | 683.1931 | 669.5292
3 | 6 | 17 | 0 | 21 | 5 | 0 | 19.909 | 3.218 | 131319.719 | 92521.414 | 90670.9857 | 95.8833 | 93.9656
3 | 6 | 18 | 0 | 0 | 4 | 0 | 0 | 4 | 0 | 0 | 0 | 0 | 0
3 | 6 | 19 | 0 | 0 | 4 | 0 | 0 | 4 | 0 | 0 | 0 | 0 | 0
3 | 6 | 20 | 0 | 0 | 3 | 0 | 0 | 3 | 0 | 0 | 0 | 0 | 0
3 | 6 | 21 | 0 | 0 | 2 | 1 | 0 | 2 | 0 | 0 | 0 | 0 | 0
3 | 6 | 22 | 0 | 0 | 0 | 1 | 0 | 0 | 0 | 0 | 0 | 0 | 0
3 | 6 | 23 | 0 | 0 | 0 | 1 | 0 | 0 | 0 | 0 | 0 | 0 | 0
3 | 7 | 0 | 0 | 0 | 0 | 2 | 0 | 0 | 0 | 0 | 0 | 0 | 0
3 | 7 | 1 | 0 | 0 | -1 | 3 | 0 | -1 | 0 | 0 | 0 | 0 | 0
3 | 7 | 2 | 0 | 0 | -1 | 2 | 0 | -1 | 0 | 0 | 0 | 0 | 0
3 | 7 | 3 | 0 | 0 | -2 | 2 | 0 | -2 | 0 | 0 | 0 | 0 | 0
3 | 7 | 4 | 0 | 0 | -3 | 2 | 0 | -3 | 0 | 0 | 0 | 0 | 0
3 | 7 | 5 | 0 | 0 | -3 | 2 | 0 | -3 | 0 | 0 | 0 | 0 | 0
3 | 7 | 6 | 0 | 0 | -2 | 2 | 0 | -2 | 0 | 0 | 0 | 0 | 0
3 | 7 | 7 | 0 | 62 | -1 | 2 | 59.629 | -1.571 | 399431.656 | 355440.531 | 348331.7204 | 368.3558 | 360.9887
3 | 7 | 8 | 3 | 131 | 0 | 2 | 128.982 | 1.669 | 854665.688 | 800999.25 | 784979.265 | 830.1043 | 813.5022
3 | 7 | 9 | 3 | 152 | 0 | 2 | 149.256 | 2.518 | 986591.375 | 929919.25 | 911320.865 | 963.7087 | 944.4345
3 | 7 | 10 | 89 | 315 | 1 | 2 | 401.903 | 10.672 | 2585483.75 | 2485170.25 | 2435466.845 | 2575.4712 | 2523.9617
3 | 7 | 11 | 120 | 362 | 2 | 3 | 488.251 | 13.301 | 3114281 | 2996601.75 | 2936669.715 | 3105.486 | 3043.3763
3 | 7 | 12 | 143 | 371 | 2 | 3 | 532.17 | 14.597 | 3379683.5 | 3252738.75 | 3187683.975 | 3370.9299 | 3303.5114
3 | 7 | 13 | 15 | 229 | 1 | 4 | 237.458 | 5.795 | 1552984 | 1482376.5 | 1452728.97 | 1536.24 | 1505.5152
3 | 7 | 14 | 2 | 143 | 0 | 4 | 139.363 | 1.942 | 922979.188 | 867767.688 | 850412.3342 | 899.2988 | 881.3128
3 | 7 | 15 | 4 | 144 | 0 | 4 | 142.32 | 1.79 | 942726.063 | 887063.375 | 869322.1075 | 919.2956 | 900.9097
3 | 7 | 16 | 73 | 110 | -1 | 4 | 138.511 | 0.708 | 903974.688 | 849195.438 | 832211.5292 | 880.0517 | 862.4507
3 | 7 | 17 | 0 | 26 | -2 | 4 | 24.79 | -2.864 | 166745.344 | 127282.391 | 124736.7432 | 131.9073 | 129.2692
3 | 7 | 18 | 0 | 0 | -3 | 3 | 0 | -3 | 0 | 0 | 0 | 0 | 0
3 | 7 | 19 | 0 | 0 | -4 | 3 | 0 | -4 | 0 | 0 | 0 | 0 | 0
3 | 7 | 20 | 0 | 0 | -5 | 3 | 0 | -5 | 0 | 0 | 0 | 0 | 0
3 | 7 | 21 | 0 | 0 | -5 | 3 | 0 | -5 | 0 | 0 | 0 | 0 | 0
3 | 7 | 22 | 0 | 0 | -5 | 2 | 0 | -5 | 0 | 0 | 0 | 0 | 0
3 | 7 | 23 | 0 | 0 | -6 | 2 | 0 | -6 | 0 | 0 | 0 | 0 | 0
3 | 8 | 0 | 0 | 0 | -6 | 2 | 0 | -6 | 0 | 0 | 0 | 0 | 0
3 | 8 | 1 | 0 | 0 | -6 | 1 | 0 | -6 | 0 | 0 | 0 | 0 | 0
3 | 8 | 2 | 0 | 0 | -6 | 0 | 0 | -6 | 0 | 0 | 0 | 0 | 0
3 | 8 | 3 | 0 | 0 | -6 | 0 | 0 | -6 | 0 | 0 | 0 | 0 | 0
3 | 8 | 4 | 0 | 0 | -5 | 0 | 0 | -5 | 0 | 0 | 0 | 0 | 0
3 | 8 | 5 | 0 | 0 | -5 | 0 | 0 | -5 | 0 | 0 | 0 | 0 | 0
3 | 8 | 6 | 0 | 3 | -4 | 1 | 2.835 | -6.683 | 19298.531 | 0 | 0 | 0 | 0
3 | 8 | 7 | 38 | 82 | -3 | 1 | 93.89 | -2.585 | 619635.438 | 571099.125 | 559677.1425 | 591.8505 | 580.0135
3 | 8 | 8 | 100 | 173 | -1 | 1 | 228.774 | 4.638 | 1489889.75 | 1420917.375 | 1392499.0275 | 1472.5477 | 1443.0967
3 | 8 | 9 | 135 | 261 | 0 | 1 | 372.733 | 11.138 | 2389717 | 2295462.75 | 2249553.495 | 2378.8705 | 2331.2931
3 | 8 | 10 | 424 | 279 | 2 | 2 | 663.422 | 19.508 | 4138840 | 3983366 | 3903698.68 | 4128.1052 | 4045.5431
3 | 8 | 11 | 881 | 177 | 3 | 3 | 1018.637 | 27.511 | 6184211 | 5936921 | 5818182.58 | 6152.6444 | 6029.5915
3 | 8 | 12 | 903 | 167 | 4 | 4 | 1031.612 | 27.279 | 6268735.5 | 5944166.5 | 5825283.17 | 6160.1532 | 6036.9501
3 | 8 | 13 | 115 | 340 | 4 | 5 | 454.37 | 13.197 | 2898700.75 | 2788277.25 | 2732511.705 | 2889.5918 | 2831.8
3 | 8 | 14 | 597 | 186 | 4 | 5 | 663.384 | 16.332 | 4172312.75 | 4015511.75 | 3935201.515 | 4161.419 | 4078.1906
3 | 8 | 15 | 762 | 123 | 3 | 4 | 590.44 | 15.91 | 3668966.5 | 3531504.75 | 3460874.655 | 3659.8252 | 3586.6287
3 | 8 | 16 | 603 | 89 | 1 | 3 | 328.656 | 8.94 | 1990762.625 | 1908238.375 | 1870073.6075 | 1977.5759 | 1938.0244
3 | 8 | 17 | 225 | 33 | -1 | 1 | 72.065 | 0.685 | 393221.469 | 349354.844 | 342367.7471 | 362.049 | 354.808
3 | 8 | 18 | 0 | 0 | -2 | 0 | 0 | -2 | 0 | 0 | 0 | 0 | 0
3 | 8 | 19 | 0 | 0 | -3 | 0 | 0 | -3 | 0 | 0 | 0 | 0 | 0
3 | 8 | 20 | 0 | 0 | -4 | 0 | 0 | -4 | 0 | 0 | 0 | 0 | 0
3 | 8 | 21 | 0 | 0 | -4 | 0 | 0 | -4 | 0 | 0 | 0 | 0 | 0
3 | 8 | 22 | 0 | 0 | -4 | 1 | 0 | -4 | 0 | 0 | 0 | 0 | 0
3 | 8 | 23 | 0 | 0 | -4 | 1 | 0 | -4 | 0 | 0 | 0 | 0 | 0
3 | 9 | 0 | 0 | 0 | -4 | 1 | 0 | -4 | 0 | 0 | 0 | 0 | 0
3 | 9 | 1 | 0 | 0 | -4 | 1 | 0 | -4 | 0 | 0 | 0 | 0 | 0
3 | 9 | 2 | 0 | 0 | -4 | 1 | 0 | -4 | 0 | 0 | 0 | 0 | 0
3 | 9 | 3 | 0 | 0 | -4 | 1 | 0 | -4 | 0 | 0 | 0 | 0 | 0
3 | 9 | 4 | 0 | 0 | -4 | 2 | 0 | -4 | 0 | 0 | 0 | 0 | 0
3 | 9 | 5 | 0 | 0 | -3 | 2 | 0 | -3 | 0 | 0 | 0 | 0 | 0
3 | 9 | 6 | 98 | 12 | -1 | 4 | 25.324 | -1.997 | 133972.922 | 95125.063 | 93222.5617 | 98.5815 | 96.6099
3 | 9 | 7 | 636 | 57 | 1 | 5 | 263.338 | 4.754 | 1544736.875 | 1474344.25 | 1444857.365 | 1527.9159 | 1497.3576
3 | 9 | 8 | 833 | 77 | 4 | 6 | 531.757 | 12.444 | 3305438.5 | 3181122.75 | 3117500.295 | 3296.7117 | 3230.7775
3 | 9 | 9 | 923 | 90 | 6 | 6 | 764.809 | 18.913 | 4751494.5 | 4570806.5 | 4479390.37 | 4736.8909 | 4642.1531
3 | 9 | 10 | 968 | 99 | 7 | 5 | 931.602 | 25.062 | 5696947.5 | 5473509 | 5364038.82 | 5672.3939 | 5558.946
3 | 9 | 11 | 981 | 107 | 9 | 5 | 1023.94 | 29.114 | 6181022 | 5933892 | 5815214.16 | 6149.5053 | 6026.5152
3 | 9 | 12 | 985 | 106 | 10 | 5 | 1036.108 | 30.495 | 6224510 | 5944166.5 | 5825283.17 | 6160.1532 | 6036.9501
3 | 9 | 13 | 970 | 103 | 10 | 4 | 965.515 | 31.67 | 5771360 | 5544359 | 5433471.82 | 5745.8183 | 5630.9019
3 | 9 | 14 | 925 | 98 | 11 | 4 | 817.853 | 29.365 | 4911431.5 | 4723839 | 4629362.22 | 4895.484 | 4797.5743
3 | 9 | 15 | 850 | 86 | 10 | 3 | 601.821 | 24.919 | 3619972.5 | 3484322.75 | 3414636.295 | 3610.9288 | 3538.7102
3 | 9 | 16 | 698 | 67 | 6 | 1 | 342.549 | 17.951 | 1998443.25 | 1915701 | 1877386.98 | 1985.3097 | 1945.6035
3 | 9 | 17 | 338 | 30 | 3 | 1 | 86.15 | 5.238 | 437217.844 | 392464.75 | 384615.455 | 406.7253 | 398.5908
3 | 9 | 18 | 0 | 0 | 1 | 1 | 0 | 1 | 0 | 0 | 0 | 0 | 0
3 | 9 | 19 | 0 | 0 | 0 | 0 | 0 | 0 | 0 | 0 | 0 | 0 | 0
3 | 9 | 20 | 0 | 0 | 0 | 0 | 0 | 0 | 0 | 0 | 0 | 0 | 0
3 | 9 | 21 | 0 | 0 | 0 | 0 | 0 | 0 | 0 | 0 | 0 | 0 | 0
3 | 9 | 22 | 0 | 0 | 0 | 0 | 0 | 0 | 0 | 0 | 0 | 0 | 0
3 | 9 | 23 | 0 | 0 | 0 | 1 | 0 | 0 | 0 | 0 | 0 | 0 | 0
3 | 10 | 0 | 0 | 0 | -1 | 1 | 0 | -1 | 0 | 0 | 0 | 0 | 0
3 | 10 | 1 | 0 | 0 | -1 | 1 | 0 | -1 | 0 | 0 | 0 | 0 | 0
3 | 10 | 2 | 0 | 0 | -1 | 1 | 0 | -1 | 0 | 0 | 0 | 0 | 0
3 | 10 | 3 | 0 | 0 | -2 | 2 | 0 | -2 | 0 | 0 | 0 | 0 | 0
3 | 10 | 4 | 0 | 0 | -2 | 2 | 0 | -2 | 0 | 0 | 0 | 0 | 0
3 | 10 | 5 | 0 | 0 | -1 | 2 | 0 | -1 | 0 | 0 | 0 | 0 | 0
3 | 10 | 6 | 0 | 15 | 0 | 2 | 14.213 | -1.536 | 95195.703 | 57068.406 | 55927.0379 | 59.142 | 57.9592
3 | 10 | 7 | 643 | 56 | 4 | 2 | 266.449 | 9.387 | 1541292.5 | 1470989.5 | 1441569.71 | 1524.4392 | 1493.9504
3 | 10 | 8 | 835 | 75 | 8 | 1 | 533.282 | 24.131 | 3186587.5 | 3066420.25 | 3005091.845 | 3177.8414 | 3114.2846
3 | 10 | 9 | 919 | 87 | 11 | 0 | 757.435 | 40.489 | 4358322.5 | 4194040.25 | 4110159.445 | 4346.4345 | 4259.5058
3 | 10 | 10 | 963 | 95 | 13 | 1 | 925.674 | 42.432 | 5316817 | 5111127 | 5008904.46 | 5296.8444 | 5190.9075
3 | 10 | 11 | 982 | 99 | 14 | 1 | 1018.493 | 46.558 | 5767442 | 5540629.5 | 5429816.91 | 5741.9533 | 5627.1142
3 | 10 | 12 | 984 | 99 | 15 | 2 | 1029.651 | 43.21 | 5905167.5 | 5671688 | 5558254.24 | 5877.7739 | 5760.2184
3 | 10 | 13 | 966 | 97 | 16 | 3 | 957.292 | 39.394 | 5564001 | 5346855.5 | 5239918.39 | 5541.1383 | 5430.3156
3 | 10 | 14 | 939 | 86 | 16 | 3 | 812.151 | 35.941 | 4763034.5 | 4581852.5 | 4490215.45 | 4748.3382 | 4653.3715
3 | 10 | 15 | 866 | 76 | 15 | 3 | 601.48 | 29.775 | 3555729.5 | 3422436.5 | 3353987.77 | 3546.7938 | 3475.8579
3 | 10 | 16 | 726 | 59 | 11 | 2 | 344.639 | 20.542 | 1988455.5 | 1905996.625 | 1867876.6925 | 1975.2527 | 1935.7477
3 | 10 | 17 | 386 | 28 | 7 | 2 | 90.739 | 8.688 | 444197.344 | 399302.656 | 391316.6029 | 413.8117 | 405.5354
3 | 10 | 18 | 0 | 0 | 5 | 2 | 0 | 5 | 0 | 0 | 0 | 0 | 0
3 | 10 | 19 | 0 | 0 | 4 | 1 | 0 | 4 | 0 | 0 | 0 | 0 | 0
3 | 10 | 20 | 0 | 0 | 4 | 1 | 0 | 4 | 0 | 0 | 0 | 0 | 0
3 | 10 | 21 | 0 | 0 | 4 | 1 | 0 | 4 | 0 | 0 | 0 | 0 | 0
3 | 10 | 22 | 0 | 0 | 3 | 1 | 0 | 3 | 0 | 0 | 0 | 0 | 0
3 | 10 | 23 | 0 | 0 | 3 | 2 | 0 | 3 | 0 | 0 | 0 | 0 | 0
3 | 11 | 0 | 0 | 0 | 2 | 2 | 0 | 2 | 0 | 0 | 0 | 0 | 0
3 | 11 | 1 | 0 | 0 | 2 | 2 | 0 | 2 | 0 | 0 | 0 | 0 | 0
3 | 11 | 2 | 0 | 0 | 2 | 3 | 0 | 2 | 0 | 0 | 0 | 0 | 0
3 | 11 | 3 | 0 | 0 | 2 | 3 | 0 | 2 | 0 | 0 | 0 | 0 | 0
3 | 11 | 4 | 0 | 0 | 2 | 3 | 0 | 2 | 0 | 0 | 0 | 0 | 0
3 | 11 | 5 | 0 | 0 | 2 | 2 | 0 | 2 | 0 | 0 | 0 | 0 | 0
3 | 11 | 6 | 158 | 16 | 4 | 2 | 36.586 | 3.167 | 184409.734 | 144612.922 | 141720.6636 | 149.8676 | 146.8702
3 | 11 | 7 | 676 | 55 | 9 | 3 | 277.083 | 14.103 | 1577593 | 1506342.125 | 1476215.2825 | 1561.0764 | 1529.8549
3 | 11 | 8 | 853 | 75 | 13 | 3 | 545.524 | 25.16 | 3249686.25 | 3127325.75 | 3064779.235 | 3240.96 | 3176.1408
3 | 11 | 9 | 928 | 89 | 16 | 3 | 768.87 | 33.964 | 4531865.5 | 4360441 | 4273232.18 | 4518.8816 | 4428.5039
3 | 11 | 10 | 651 | 212 | 18 | 3 | 799.607 | 37.143 | 4685454.5 | 4507578.5 | 4417426.93 | 4671.3654 | 4577.9381
3 | 11 | 11 | 641 | 247 | 19 | 2 | 877.975 | 42.629 | 5046558 | 4853028.5 | 4755967.93 | 5029.3677 | 4928.7803
3 | 11 | 12 | 622 | 260 | 20 | 2 | 878.401 | 43.82 | 5027003.5 | 4834339 | 4737652.22 | 5009.9991 | 4909.7991
3 | 11 | 13 | 838 | 142 | 20 | 3 | 902.786 | 41.661 | 5204078 | 5003507 | 4903436.86 | 5185.3139 | 5081.6077
3 | 11 | 14 | 847 | 106 | 20 | 3 | 770.577 | 38.741 | 4474580 | 4305531 | 4219420.38 | 4461.9764 | 4372.7368
3 | 11 | 15 | 712 | 100 | 19 | 2 | 539.371 | 34.032 | 3145780.5 | 3027020.75 | 2966480.335 | 3137.0103 | 3074.2701
3 | 11 | 16 | 574 | 71 | 15 | 1 | 301.219 | 25.124 | 1723933.125 | 1648791.125 | 1615815.3025 | 1708.7014 | 1674.5274
3 | 11 | 17 | 213 | 33 | 11 | 1 | 68.979 | 12.444 | 363072.281 | 319807.313 | 313411.1667 | 331.4278 | 324.7992
3 | 11 | 18 | 0 | 0 | 9 | 3 | 0 | 9 | 0 | 0 | 0 | 0 | 0
3 | 11 | 19 | 0 | 0 | 7 | 4 | 0 | 7 | 0 | 0 | 0 | 0 | 0
3 | 11 | 20 | 0 | 0 | 5 | 3 | 0 | 5 | 0 | 0 | 0 | 0 | 0
3 | 11 | 21 | 0 | 0 | 4 | 1 | 0 | 4 | 0 | 0 | 0 | 0 | 0
3 | 11 | 22 | 0 | 0 | 2 | 1 | 0 | 2 | 0 | 0 | 0 | 0 | 0
3 | 11 | 23 | 0 | 0 | 1 | 1 | 0 | 1 | 0 | 0 | 0 | 0 | 0
3 | 12 | 0 | 0 | 0 | 0 | 1 | 0 | 0 | 0 | 0 | 0 | 0 | 0
3 | 12 | 1 | 0 | 0 | 0 | 1 | 0 | 0 | 0 | 0 | 0 | 0 | 0
3 | 12 | 2 | 0 | 0 | 0 | 0 | 0 | 0 | 0 | 0 | 0 | 0 | 0
3 | 12 | 3 | 0 | 0 | 0 | 0 | 0 | 0 | 0 | 0 | 0 | 0 | 0
3 | 12 | 4 | 0 | 0 | 0 | 0 | 0 | 0 | 0 | 0 | 0 | 0 | 0
3 | 12 | 5 | 0 | 0 | 0 | 0 | 0 | 0 | 0 | 0 | 0 | 0 | 0
3 | 12 | 6 | 0 | 21 | 1 | 0 | 19.949 | -1.426 | 133567.594 | 94727.305 | 92832.7589 | 98.1693 | 96.2059
3 | 12 | 7 | 268 | 86 | 4 | 2 | 177.042 | 6.896 | 1079303.625 | 1020464.875 | 1000055.5775 | 1057.5444 | 1036.3935
3 | 12 | 8 | 728 | 82 | 7 | 3 | 488.583 | 17.624 | 2992591.5 | 2879037.5 | 2821456.75 | 2983.6499 | 2923.9769
3 | 12 | 9 | 900 | 90 | 9 | 3 | 752.617 | 26.648 | 4554373 | 4382011 | 4294370.78 | 4541.2353 | 4450.4106
3 | 12 | 10 | 946 | 97 | 12 | 3 | 918.837 | 34.033 | 5443573.5 | 5232049 | 5127408.02 | 5422.1602 | 5313.717
3 | 12 | 11 | 967 | 100 | 14 | 3 | 1010.757 | 38.427 | 5900216 | 5666978 | 5553638.44 | 5872.8928 | 5755.4349
3 | 12 | 12 | 964 | 103 | 15 | 3 | 1019.893 | 39.801 | 5924079 | 5689676.5 | 5575882.97 | 5896.416 | 5778.4877
3 | 12 | 13 | 946 | 101 | 16 | 3 | 947.953 | 39.161 | 5514926.5 | 5300081 | 5194079.38 | 5492.6642 | 5382.8109
3 | 12 | 14 | 916 | 91 | 16 | 3 | 803.303 | 35.718 | 4715978.5 | 4536805.5 | 4446069.39 | 4701.6544 | 4607.6213
3 | 12 | 15 | 833 | 84 | 15 | 4 | 593.053 | 28.144 | 3529049 | 3396728.5 | 3328793.93 | 3520.1517 | 3449.7487
3 | 12 | 16 | 384 | 99 | 12 | 4 | 256.511 | 17.403 | 1530895.625 | 1460862.875 | 1431645.6175 | 1513.9446 | 1483.6658
3 | 12 | 17 | 0 | 9 | 8 | 4 | 8.513 | 7.102 | 55441.82 | 18045.1 | 17684.198 | 18.7008 | 18.3268
3 | 12 | 18 | 0 | 0 | 6 | 3 | 0 | 6 | 0 | 0 | 0 | 0 | 0
3 | 12 | 19 | 0 | 0 | 4 | 2 | 0 | 4 | 0 | 0 | 0 | 0 | 0
3 | 12 | 20 | 0 | 0 | 3 | 2 | 0 | 3 | 0 | 0 | 0 | 0 | 0
3 | 12 | 21 | 0 | 0 | 1 | 1 | 0 | 1 | 0 | 0 | 0 | 0 | 0
3 | 12 | 22 | 0 | 0 | 0 | 1 | 0 | 0 | 0 | 0 | 0 | 0 | 0
3 | 12 | 23 | 0 | 0 | 0 | 1 | 0 | 0 | 0 | 0 | 0 | 0 | 0
3 | 13 | 0 | 0 | 0 | 0 | 1 | 0 | 0 | 0 | 0 | 0 | 0 | 0
3 | 13 | 1 | 0 | 0 | 0 | 0 | 0 | 0 | 0 | 0 | 0 | 0 | 0
3 | 13 | 2 | 0 | 0 | 0 | 0 | 0 | 0 | 0 | 0 | 0 | 0 | 0
3 | 13 | 3 | 0 | 0 | 0 | 0 | 0 | 0 | 0 | 0 | 0 | 0 | 0
3 | 13 | 4 | 0 | 0 | 0 | 1 | 0 | 0 | 0 | 0 | 0 | 0 | 0
3 | 13 | 5 | 0 | 0 | 0 | 1 | 0 | 0 | 0 | 0 | 0 | 0 | 0
3 | 13 | 6 | 0 | 22 | 1 | 2 | 20.917 | -0.636 | 139698.094 | 100743.188 | 98728.3242 | 104.4038 | 102.3157
3 | 13 | 7 | 568 | 57 | 4 | 4 | 249.458 | 7.945 | 1464439.25 | 1396120.5 | 1368198.09 | 1446.8498 | 1417.9128
3 | 13 | 8 | 757 | 91 | 7 | 5 | 517.38 | 16.147 | 3187805.25 | 3067595.75 | 3006243.835 | 3179.0596 | 3115.4784
3 | 13 | 9 | 856 | 104 | 9 | 6 | 742.943 | 21.526 | 4578747 | 4405366.5 | 4317259.17 | 4565.4395 | 4474.1307
3 | 13 | 10 | 914 | 109 | 10 | 5 | 907.352 | 27.555 | 5501920 | 5287681.5 | 5181927.87 | 5479.8142 | 5370.2179
3 | 13 | 11 | 926 | 120 | 11 | 4 | 997.22 | 33.042 | 5936559 | 5701546 | 5587515.08 | 5908.7168 | 5790.5425
3 | 13 | 12 | 933 | 120 | 12 | 4 | 1011.732 | 34.489 | 5992105.5 | 5754366.5 | 5639279.17 | 5963.4566 | 5844.1875
3 | 13 | 13 | 38 | 300 | 13 | 3 | 341.74 | 22.213 | 2114563.75 | 2028488.375 | 1987918.6075 | 2102.1953 | 2060.1514
3 | 13 | 14 | 861 | 103 | 13 | 3 | 780.569 | 30.818 | 4665188 | 4488170.5 | 4398407.09 | 4651.2522 | 4558.2272
3 | 13 | 15 | 810 | 93 | 12 | 3 | 590.149 | 26.501 | 3534192.75 | 3401685.25 | 3333651.545 | 3525.2886 | 3454.7828
3 | 13 | 16 | 120 | 126 | 10 | 2 | 176.396 | 14.953 | 1093060.5 | 1033896.438 | 1013218.5092 | 1071.464 | 1050.0347
3 | 13 | 17 | 317 | 34 | 6 | 2 | 85.054 | 6.894 | 435792.906 | 391068.656 | 383247.2829 | 405.2785 | 397.1729
3 | 13 | 18 | 0 | 0 | 4 | 2 | 0 | 4 | 0 | 0 | 0 | 0 | 0
3 | 13 | 19 | 0 | 0 | 3 | 1 | 0 | 3 | 0 | 0 | 0 | 0 | 0
3 | 13 | 20 | 0 | 0 | 1 | 1 | 0 | 1 | 0 | 0 | 0 | 0 | 0
3 | 13 | 21 | 0 | 0 | 0 | 0 | 0 | 0 | 0 | 0 | 0 | 0 | 0
3 | 13 | 22 | 0 | 0 | 0 | 0 | 0 | 0 | 0 | 0 | 0 | 0 | 0
3 | 13 | 23 | 0 | 0 | 0 | 0 | 0 | 0 | 0 | 0 | 0 | 0 | 0
3 | 14 | 0 | 0 | 0 | 0 | 0 | 0 | 0 | 0 | 0 | 0 | 0 | 0
3 | 14 | 1 | 0 | 0 | 0 | 0 | 0 | 0 | 0 | 0 | 0 | 0 | 0
3 | 14 | 2 | 0 | 0 | -1 | 0 | 0 | -1 | 0 | 0 | 0 | 0 | 0
3 | 14 | 3 | 0 | 0 | -1 | 0 | 0 | -1 | 0 | 0 | 0 | 0 | 0
3 | 14 | 4 | 0 | 0 | -2 | 0 | 0 | -2 | 0 | 0 | 0 | 0 | 0
3 | 14 | 5 | 0 | 0 | -1 | 0 | 0 | -1 | 0 | 0 | 0 | 0 | 0
3 | 14 | 6 | 0 | 13 | 0 | 0 | 12.309 | -2.675 | 82746.055 | 44848.434 | 43951.4653 | 46.478 | 45.5485
3 | 14 | 7 | 0 | 9 | 3 | 0 | 8.516 | -1.07 | 56954.105 | 19529.744 | 19139.1491 | 20.2394 | 19.8346
3 | 14 | 8 | 48 | 177 | 6 | 1 | 204.883 | 10.313 | 1315034.125 | 1250484.625 | 1225474.9325 | 1295.9221 | 1270.0037
3 | 14 | 9 | 176 | 278 | 8 | 1 | 421.293 | 20.358 | 2617893.75 | 2516557.75 | 2466226.595 | 2607.9991 | 2555.8392
3 | 14 | 10 | 249 | 339 | 11 | 2 | 574.568 | 26.035 | 3506141 | 3374652.5 | 3307159.45 | 3497.2735 | 3427.3281
3 | 14 | 11 | 290 | 371 | 14 | 2 | 678.119 | 32.121 | 4051479 | 3899441 | 3821452.18 | 4041.1307 | 3960.3081
3 | 14 | 12 | 971 | 100 | 15 | 2 | 1027.291 | 42.163 | 5915292 | 5681318.5 | 5567692.13 | 5887.7543 | 5769.9993
3 | 14 | 13 | 966 | 92 | 16 | 2 | 959.064 | 42.446 | 5512388.5 | 5297661 | 5191707.78 | 5490.1563 | 5380.3532
3 | 14 | 14 | 935 | 84 | 17 | 2 | 812.878 | 39.579 | 4705624.5 | 4526892 | 4436354.16 | 4691.3807 | 4597.5531
3 | 14 | 15 | 856 | 77 | 16 | 1 | 601.12 | 36.291 | 3474061.75 | 3343734 | 3276859.32 | 3465.2316 | 3395.927
3 | 14 | 16 | 426 | 96 | 14 | 1 | 269.942 | 23.474 | 1573883.375 | 1502729.625 | 1472675.0325 | 1557.3327 | 1526.186
3 | 14 | 17 | 7 | 34 | 11 | 1 | 33.648 | 11.078 | 213685.297 | 173331.594 | 169864.9621 | 179.6298 | 176.0372
3 | 14 | 18 | 0 | 0 | 9 | 1 | 0 | 9 | 0 | 0 | 0 | 0 | 0
3 | 14 | 19 | 0 | 0 | 8 | 0 | 0 | 8 | 0 | 0 | 0 | 0 | 0
3 | 14 | 20 | 0 | 0 | 6 | 0 | 0 | 6 | 0 | 0 | 0 | 0 | 0
3 | 14 | 21 | 0 | 0 | 6 | 2 | 0 | 6 | 0 | 0 | 0 | 0 | 0
3 | 14 | 22 | 0 | 0 | 5 | 3 | 0 | 5 | 0 | 0 | 0 | 0 | 0
3 | 14 | 23 | 0 | 0 | 4 | 2 | 0 | 4 | 0 | 0 | 0 | 0 | 0
3 | 15 | 0 | 0 | 0 | 3 | 2 | 0 | 3 | 0 | 0 | 0 | 0 | 0
3 | 15 | 1 | 0 | 0 | 2 | 2 | 0 | 2 | 0 | 0 | 0 | 0 | 0
3 | 15 | 2 | 0 | 0 | 1 | 2 | 0 | 1 | 0 | 0 | 0 | 0 | 0
3 | 15 | 3 | 0 | 0 | 1 | 2 | 0 | 1 | 0 | 0 | 0 | 0 | 0
3 | 15 | 4 | 0 | 0 | 0 | 2 | 0 | 0 | 0 | 0 | 0 | 0 | 0
3 | 15 | 5 | 0 | 0 | 0 | 2 | 0 | 0 | 0 | 0 | 0 | 0 | 0
3 | 15 | 6 | 194 | 21 | 3 | 2 | 46.317 | 2.086 | 236372.594 | 195584.25 | 191672.565 | 202.691 | 198.6372
3 | 15 | 7 | 468 | 72 | 6 | 3 | 235.816 | 10.112 | 1395907 | 1329331.75 | 1302745.115 | 1377.6342 | 1350.0815
3 | 15 | 8 | 536 | 134 | 8 | 2 | 443.577 | 18.996 | 2720530.25 | 2615920.25 | 2563601.845 | 2710.9721 | 2656.7526
3 | 15 | 9 | 342 | 258 | 10 | 1 | 528.818 | 26.765 | 3209746.25 | 3088776.5 | 3027000.97 | 3201.01 | 3136.9898
3 | 15 | 10 | 547 | 256 | 12 | 1 | 760.884 | 35.894 | 4480417.5 | 4311127 | 4224904.46 | 4467.7757 | 4378.4202
3 | 15 | 11 | 496 | 308 | 14 | 2 | 811.668 | 36.092 | 4779886 | 4597982 | 4506022.36 | 4765.0538 | 4669.7528
3 | 15 | 12 | 273 | 382 | 15 | 3 | 677.117 | 31.526 | 4054371 | 3902220 | 3824175.6 | 4044.0107 | 3963.1305
3 | 15 | 13 | 255 | 355 | 15 | 4 | 603.756 | 28.115 | 3658121.75 | 3521062.25 | 3450641.005 | 3649.0032 | 3576.0232
3 | 15 | 14 | 364 | 272 | 15 | 4 | 574.194 | 27.33 | 3481506 | 3350909.5 | 3283891.31 | 3472.6678 | 3403.2145
3 | 15 | 15 | 708 | 105 | 14 | 4 | 545.688 | 25.668 | 3281609.5 | 3158131.5 | 3094968.87 | 3272.8851 | 3207.4274
3 | 15 | 16 | 330 | 109 | 12 | 3 | 246.847 | 17.73 | 1481050.375 | 1412305.25 | 1384059.145 | 1463.6226 | 1434.3502
3 | 15 | 17 | 292 | 36 | 9 | 2 | 83.683 | 10.142 | 431430 | 386794.063 | 379058.1817 | 400.8486 | 392.8316
3 | 15 | 18 | 0 | 0 | 7 | 2 | 0 | 7 | 0 | 0 | 0 | 0 | 0
3 | 15 | 19 | 0 | 0 | 5 | 1 | 0 | 5 | 0 | 0 | 0 | 0 | 0
3 | 15 | 20 | 0 | 0 | 5 | 1 | 0 | 5 | 0 | 0 | 0 | 0 | 0
3 | 15 | 21 | 0 | 0 | 4 | 0 | 0 | 4 | 0 | 0 | 0 | 0 | 0
3 | 15 | 22 | 0 | 0 | 3 | 0 | 0 | 3 | 0 | 0 | 0 | 0 | 0
3 | 15 | 23 | 0 | 0 | 2 | 0 | 0 | 2 | 0 | 0 | 0 | 0 | 0
3 | 16 | 0 | 0 | 0 | 2 | 0 | 0 | 2 | 0 | 0 | 0 | 0 | 0
3 | 16 | 1 | 0 | 0 | 2 | 0 | 0 | 2 | 0 | 0 | 0 | 0 | 0
3 | 16 | 2 | 0 | 0 | 2 | 0 | 0 | 2 | 0 | 0 | 0 | 0 | 0
3 | 16 | 3 | 0 | 0 | 2 | 0 | 0 | 2 | 0 | 0 | 0 | 0 | 0
3 | 16 | 4 | 0 | 0 | 2 | 1 | 0 | 2 | 0 | 0 | 0 | 0 | 0
3 | 16 | 5 | 0 | 0 | 2 | 1 | 0 | 2 | 0 | 0 | 0 | 0 | 0
3 | 16 | 6 | 104 | 21 | 5 | 2 | 35.264 | 3.795 | 194692.156 | 154700.266 | 151606.2607 | 160.3214 | 157.115
3 | 16 | 7 | 592 | 59 | 10 | 3 | 264.843 | 14.802 | 1527537 | 1457591.375 | 1428439.5475 | 1510.5543 | 1480.3432
3 | 16 | 8 | 459 | 155 | 14 | 3 | 424.865 | 23.258 | 2573980.5 | 2474028.5 | 2424547.93 | 2563.9246 | 2512.6461
3 | 16 | 9 | 364 | 256 | 17 | 4 | 543.467 | 28.281 | 3280917.75 | 3157464 | 3094314.72 | 3272.1933 | 3206.7494
3 | 16 | 10 | 287 | 339 | 19 | 3 | 618.017 | 33.422 | 3673424 | 3535796.75 | 3465080.815 | 3664.2731 | 3590.9877
3 | 16 | 11 | 442 | 324 | 20 | 3 | 779.026 | 38.263 | 4551551 | 4379306.5 | 4291720.37 | 4538.4326 | 4447.6639
3 | 16 | 12 | 231 | 392 | 21 | 3 | 637.348 | 36.395 | 3749778 | 3609300.5 | 3537114.49 | 3740.4477 | 3665.6387
3 | 16 | 13 | 446 | 300 | 22 | 3 | 732.577 | 39.207 | 4263589.5 | 4103139.75 | 4021076.955 | 4252.231 | 4167.1864
3 | 16 | 14 | 864 | 106 | 22 | 2 | 789.877 | 43.13 | 4514155 | 4343467 | 4256597.66 | 4501.2908 | 4411.265
3 | 16 | 15 | 862 | 76 | 21 | 1 | 605.594 | 41.085 | 3439763.5 | 3310670.5 | 3244457.09 | 3430.9667 | 3362.3474
3 | 16 | 16 | 786 | 45 | 18 | 1 | 355.877 | 30.052 | 1982798.125 | 1900499.625 | 1862489.6325 | 1969.556 | 1930.1649
3 | 16 | 17 | 286 | 36 | 14 | 1 | 82.948 | 16.234 | 420170.594 | 375762.188 | 368246.9442 | 389.4158 | 381.6275
3 | 16 | 18 | 0 | 0 | 11 | 2 | 0 | 11 | 0 | 0 | 0 | 0 | 0
3 | 16 | 19 | 0 | 0 | 11 | 3 | 0 | 11 | 0 | 0 | 0 | 0 | 0
3 | 16 | 20 | 0 | 0 | 10 | 4 | 0 | 10 | 0 | 0 | 0 | 0 | 0
3 | 16 | 21 | 0 | 0 | 9 | 3 | 0 | 9 | 0 | 0 | 0 | 0 | 0
3 | 16 | 22 | 0 | 0 | 8 | 3 | 0 | 8 | 0 | 0 | 0 | 0 | 0
3 | 16 | 23 | 0 | 0 | 7 | 4 | 0 | 7 | 0 | 0 | 0 | 0 | 0
3 | 17 | 0 | 0 | 0 | 7 | 4 | 0 | 7 | 0 | 0 | 0 | 0 | 0
3 | 17 | 1 | 0 | 0 | 6 | 3 | 0 | 6 | 0 | 0 | 0 | 0 | 0
3 | 17 | 2 | 0 | 0 | 5 | 3 | 0 | 5 | 0 | 0 | 0 | 0 | 0
3 | 17 | 3 | 0 | 0 | 5 | 3 | 0 | 5 | 0 | 0 | 0 | 0 | 0
3 | 17 | 4 | 0 | 0 | 4 | 2 | 0 | 4 | 0 | 0 | 0 | 0 | 0
3 | 17 | 5 | 0 | 0 | 4 | 2 | 0 | 4 | 0 | 0 | 0 | 0 | 0
3 | 17 | 6 | 89 | 24 | 6 | 2 | 35.283 | 4.811 | 199552.609 | 159468.297 | 156278.9311 | 165.2627 | 161.9575
3 | 17 | 7 | 435 | 81 | 10 | 1 | 235.027 | 15.474 | 1377101.125 | 1311000 | 1284780 | 1358.6364 | 1331.4636
3 | 17 | 8 | 570 | 129 | 13 | 1 | 463.156 | 26.688 | 2766551.25 | 2660455.5 | 2607246.39 | 2757.1256 | 2701.983
3 | 17 | 9 | 346 | 263 | 16 | 1 | 538.573 | 32.929 | 3198575.75 | 3077993.5 | 3016433.63 | 3189.8352 | 3126.0385
3 | 17 | 10 | 646 | 228 | 18 | 2 | 821.886 | 39.508 | 4775865.5 | 4594134 | 4502251.32 | 4761.066 | 4665.8447
3 | 17 | 11 | 662 | 253 | 19 | 3 | 912.725 | 40.79 | 5282957 | 5078811.5 | 4977235.27 | 5263.3547 | 5158.0876
3 | 17 | 12 | 254 | 391 | 20 | 3 | 658.003 | 36.206 | 3873958 | 3728779.75 | 3654204.155 | 3864.2683 | 3786.983
3 | 17 | 13 | 85 | 351 | 20 | 4 | 438.197 | 29.48 | 2642907 | 2540778.25 | 2489962.685 | 2633.0997 | 2580.4377
3 | 17 | 14 | 301 | 290 | 19 | 3 | 545.615 | 31.489 | 3260933.5 | 3138180 | 3075416.4 | 3252.2086 | 3187.1644
3 | 17 | 15 | 14 | 171 | 18 | 2 | 174.761 | 22.754 | 1078394.625 | 1019577.313 | 999185.7667 | 1056.6246 | 1035.4921
3 | 17 | 16 | 651 | 65 | 16 | 1 | 327.535 | 25.154 | 1872258.75 | 1793058.875 | 1757197.6975 | 1858.2113 | 1821.0471
3 | 17 | 17 | 219 | 39 | 12 | 1 | 75.276 | 13.807 | 399254.125 | 355266.563 | 348161.2317 | 368.1755 | 360.812
3 | 17 | 18 | 0 | 0 | 10 | 1 | 0 | 10 | 0 | 0 | 0 | 0 | 0
3 | 17 | 19 | 0 | 0 | 8 | 2 | 0 | 8 | 0 | 0 | 0 | 0 | 0
3 | 17 | 20 | 0 | 0 | 7 | 2 | 0 | 7 | 0 | 0 | 0 | 0 | 0
3 | 17 | 21 | 0 | 0 | 6 | 3 | 0 | 6 | 0 | 0 | 0 | 0 | 0
3 | 17 | 22 | 0 | 0 | 4 | 3 | 0 | 4 | 0 | 0 | 0 | 0 | 0
3 | 17 | 23 | 0 | 0 | 3 | 3 | 0 | 3 | 0 | 0 | 0 | 0 | 0
3 | 18 | 0 | 0 | 0 | 2 | 3 | 0 | 2 | 0 | 0 | 0 | 0 | 0
3 | 18 | 1 | 0 | 0 | 1 | 3 | 0 | 1 | 0 | 0 | 0 | 0 | 0
3 | 18 | 2 | 0 | 0 | 0 | 3 | 0 | 0 | 0 | 0 | 0 | 0 | 0
3 | 18 | 3 | 0 | 0 | 0 | 3 | 0 | 0 | 0 | 0 | 0 | 0 | 0
3 | 18 | 4 | 0 | 0 | 0 | 3 | 0 | 0 | 0 | 0 | 0 | 0 | 0
3 | 18 | 5 | 0 | 0 | 0 | 2 | 0 | 0 | 0 | 0 | 0 | 0 | 0
3 | 18 | 6 | 148 | 28 | 1 | 2 | 47.468 | 0.098 | 262273.719 | 220985.891 | 216566.1732 | 229.0156 | 224.4353
3 | 18 | 7 | 420 | 84 | 3 | 3 | 234.378 | 7.079 | 1417198.875 | 1350084.625 | 1323082.9325 | 1399.1412 | 1371.1583
3 | 18 | 8 | 759 | 99 | 5 | 3 | 538.65 | 17.013 | 3318731.75 | 3193947.5 | 3130068.55 | 3310.0025 | 3243.8024
3 | 18 | 9 | 847 | 114 | 7 | 3 | 759.492 | 24.998 | 4628710 | 4453232 | 4364167.36 | 4615.0442 | 4522.7433
3 | 18 | 10 | 550 | 263 | 10 | 3 | 774.732 | 28.808 | 4680161.5 | 4502509.5 | 4412459.31 | 4666.1122 | 4572.79
3 | 18 | 11 | 719 | 225 | 11 | 3 | 938.881 | 33.585 | 5579398.5 | 5361528.5 | 5254297.93 | 5556.3445 | 5445.2176
3 | 18 | 12 | 678 | 247 | 12 | 3 | 928.244 | 34.695 | 5494427 | 5280538 | 5174927.24 | 5472.4111 | 5362.9629
3 | 18 | 13 | 860 | 142 | 13 | 3 | 932.418 | 35.722 | 5494705 | 5280803 | 5175186.94 | 5472.6857 | 5363.232
3 | 18 | 14 | 809 | 135 | 13 | 4 | 783.747 | 30.516 | 4691906.5 | 4513756.5 | 4423481.37 | 4677.7679 | 4584.2126
3 | 18 | 15 | 403 | 190 | 12 | 4 | 444.796 | 21.943 | 2724189.75 | 2619462 | 2567072.76 | 2714.6425 | 2660.3497
3 | 18 | 16 | 233 | 124 | 11 | 4 | 221.189 | 15.291 | 1352241.25 | 1286764.125 | 1261028.8425 | 1333.5199 | 1306.8495
3 | 18 | 17 | 60 | 43 | 9 | 3 | 52.44 | 9.073 | 316979.625 | 274625.344 | 269132.8371 | 284.6041 | 278.912
3 | 18 | 18 | 0 | 0 | 7 | 3 | 0 | 7 | 0 | 0 | 0 | 0 | 0
3 | 18 | 19 | 0 | 0 | 6 | 2 | 0 | 6 | 0 | 0 | 0 | 0 | 0
3 | 18 | 20 | 0 | 0 | 5 | 2 | 0 | 5 | 0 | 0 | 0 | 0 | 0
3 | 18 | 21 | 0 | 0 | 4 | 2 | 0 | 4 | 0 | 0 | 0 | 0 | 0
3 | 18 | 22 | 0 | 0 | 3 | 2 | 0 | 3 | 0 | 0 | 0 | 0 | 0
3 | 18 | 23 | 0 | 0 | 3 | 2 | 0 | 3 | 0 | 0 | 0 | 0 | 0
3 | 19 | 0 | 0 | 0 | 2 | 2 | 0 | 2 | 0 | 0 | 0 | 0 | 0
3 | 19 | 1 | 0 | 0 | 2 | 2 | 0 | 2 | 0 | 0 | 0 | 0 | 0
3 | 19 | 2 | 0 | 0 | 2 | 2 | 0 | 2 | 0 | 0 | 0 | 0 | 0
3 | 19 | 3 | 0 | 0 | 1 | 1 | 0 | 1 | 0 | 0 | 0 | 0 | 0
3 | 19 | 4 | 0 | 0 | 0 | 1 | 0 | 0 | 0 | 0 | 0 | 0 | 0
3 | 19 | 5 | 0 | 0 | 0 | 0 | 0 | 0 | 0 | 0 | 0 | 0 | 0
3 | 19 | 6 | 258 | 27 | 3 | 0 | 59.621 | 1.354 | 301849.656 | 259791.859 | 254596.0218 | 269.2316 | 263.847
3 | 19 | 7 | 628 | 68 | 7 | 0 | 292.152 | 16.991 | 1684325.125 | 1610247.25 | 1578042.305 | 1668.757 | 1635.3819
3 | 19 | 8 | 775 | 94 | 11 | 2 | 544.464 | 24.819 | 3265876.75 | 3142950 | 3080091 | 3257.1519 | 3192.0089
3 | 19 | 9 | 854 | 111 | 15 | 4 | 763.828 | 31.261 | 4553619.5 | 4381289 | 4293663.22 | 4540.4871 | 4449.6774
3 | 19 | 10 | 907 | 117 | 18 | 5 | 924.304 | 35.922 | 5441010 | 5229604 | 5125011.92 | 5419.6264 | 5311.2339
3 | 19 | 11 | 656 | 261 | 19 | 6 | 917.995 | 35.186 | 5423967.5 | 5213350.5 | 5109083.49 | 5402.7823 | 5294.7267
3 | 19 | 12 | 434 | 338 | 20 | 7 | 791.844 | 32.684 | 4721566 | 4542155 | 4451311.9 | 4707.1983 | 4613.0543
3 | 19 | 13 | 354 | 343 | 20 | 7 | 689.386 | 30.908 | 4135479.5 | 3980138.5 | 3900535.73 | 4124.7604 | 4042.2652
3 | 19 | 14 | 264 | 301 | 20 | 7 | 529.006 | 28.226 | 3199426.75 | 3078815 | 3017238.7 | 3190.6865 | 3126.8728
3 | 19 | 15 | 253 | 218 | 19 | 7 | 384.717 | 24.723 | 2340958 | 2248181.75 | 2203218.115 | 2329.8715 | 2283.274
3 | 19 | 16 | 134 | 131 | 16 | 5 | 186.348 | 18.96 | 1138252 | 1078012.375 | 1056452.1275 | 1117.1829 | 1094.8393
3 | 19 | 17 | 42 | 44 | 12 | 3 | 50.655 | 11.97 | 309125.375 | 266925.156 | 261586.6529 | 276.6241 | 271.0916
3 | 19 | 18 | 0 | 0 | 9 | 3 | 0 | 9 | 0 | 0 | 0 | 0 | 0
3 | 19 | 19 | 0 | 0 | 8 | 3 | 0 | 8 | 0 | 0 | 0 | 0 | 0
3 | 19 | 20 | 0 | 0 | 7 | 2 | 0 | 7 | 0 | 0 | 0 | 0 | 0
3 | 19 | 21 | 0 | 0 | 5 | 2 | 0 | 5 | 0 | 0 | 0 | 0 | 0
3 | 19 | 22 | 0 | 0 | 4 | 2 | 0 | 4 | 0 | 0 | 0 | 0 | 0
3 | 19 | 23 | 0 | 0 | 3 | 2 | 0 | 3 | 0 | 0 | 0 | 0 | 0
3 | 20 | 0 | 0 | 0 | 3 | 2 | 0 | 3 | 0 | 0 | 0 | 0 | 0
3 | 20 | 1 | 0 | 0 | 2 | 3 | 0 | 2 | 0 | 0 | 0 | 0 | 0
3 | 20 | 2 | 0 | 0 | 2 | 3 | 0 | 2 | 0 | 0 | 0 | 0 | 0
3 | 20 | 3 | 0 | 0 | 2 | 3 | 0 | 2 | 0 | 0 | 0 | 0 | 0
3 | 20 | 4 | 0 | 0 | 2 | 3 | 0 | 2 | 0 | 0 | 0 | 0 | 0
3 | 20 | 5 | 0 | 0 | 2 | 3 | 0 | 2 | 0 | 0 | 0 | 0 | 0
3 | 20 | 6 | 217 | 33 | 5 | 3 | 60.122 | 4.599 | 316692.094 | 274343.438 | 268856.5692 | 284.312 | 278.6257
3 | 20 | 7 | 616 | 79 | 9 | 3 | 301.285 | 14.758 | 1759850.25 | 1683736.125 | 1650061.4025 | 1744.9162 | 1710.0179
3 | 20 | 8 | 777 | 104 | 12 | 3 | 558.675 | 24.547 | 3357241.25 | 3231094.25 | 3166472.365 | 3348.499 | 3281.529
3 | 20 | 9 | 268 | 286 | 14 | 2 | 507.363 | 27.649 | 3072845 | 2956579 | 2897447.42 | 3064.009 | 3002.7288
3 | 20 | 10 | 356 | 336 | 17 | 1 | 676.6 | 38.115 | 3953612 | 3805376.25 | 3729268.725 | 3943.648 | 3864.7751
3 | 20 | 11 | 608 | 286 | 18 | 2 | 898.721 | 41.829 | 5182216.5 | 4982630 | 4882977.4 | 5163.6784 | 5060.4048
3 | 20 | 12 | 586 | 300 | 18 | 3 | 896.895 | 39.649 | 5213856 | 5012843.5 | 4912586.63 | 5194.9897 | 5091.0899
3 | 20 | 13 | 606 | 261 | 18 | 4 | 836.064 | 36.416 | 4915662.5 | 4727885.5 | 4633327.79 | 4899.6775 | 4801.6839
3 | 20 | 14 | 471 | 261 | 17 | 4 | 653.878 | 31.474 | 3906019 | 3759613.75 | 3684421.475 | 3896.2227 | 3818.2983
3 | 20 | 15 | 69 | 216 | 16 | 3 | 259.678 | 22.315 | 1601208.375 | 1529337.125 | 1498750.3825 | 1584.907 | 1553.2088
3 | 20 | 16 | 0 | 105 | 14 | 1 | 101.239 | 16.314 | 639320.75 | 590365.75 | 578558.435 | 611.8172 | 599.5809
3 | 20 | 17 | 3 | 42 | 11 | 1 | 40.687 | 10.349 | 261030.141 | 219766.375 | 215371.0475 | 227.7518 | 223.1967
3 | 20 | 18 | 0 | 0 | 9 | 1 | 0 | 9 | 0 | 0 | 0 | 0 | 0
3 | 20 | 19 | 0 | 0 | 8 | 1 | 0 | 8 | 0 | 0 | 0 | 0 | 0
3 | 20 | 20 | 0 | 0 | 8 | 1 | 0 | 8 | 0 | 0 | 0 | 0 | 0
3 | 20 | 21 | 0 | 0 | 7 | 1 | 0 | 7 | 0 | 0 | 0 | 0 | 0
3 | 20 | 22 | 0 | 0 | 6 | 1 | 0 | 6 | 0 | 0 | 0 | 0 | 0
3 | 20 | 23 | 0 | 0 | 5 | 1 | 0 | 5 | 0 | 0 | 0 | 0 | 0
3 | 21 | 0 | 0 | 0 | 4 | 1 | 0 | 4 | 0 | 0 | 0 | 0 | 0
3 | 21 | 1 | 0 | 0 | 3 | 1 | 0 | 3 | 0 | 0 | 0 | 0 | 0
3 | 21 | 2 | 0 | 0 | 3 | 1 | 0 | 3 | 0 | 0 | 0 | 0 | 0
3 | 21 | 3 | 0 | 0 | 3 | 1 | 0 | 3 | 0 | 0 | 0 | 0 | 0
3 | 21 | 4 | 0 | 0 | 3 | 1 | 0 | 3 | 0 | 0 | 0 | 0 | 0
3 | 21 | 5 | 0 | 0 | 3 | 1 | 0 | 3 | 0 | 0 | 0 | 0 | 0
3 | 21 | 6 | 0 | 25 | 6 | 1 | 23.718 | 4.069 | 156008.984 | 116748.156 | 114413.1929 | 120.9903 | 118.5705
3 | 21 | 7 | 30 | 108 | 10 | 1 | 117.328 | 11.486 | 745639.813 | 694389 | 680501.22 | 719.6203 | 705.2278
3 | 21 | 8 | 76 | 203 | 14 | 2 | 247.534 | 19.242 | 1540559.875 | 1470276 | 1440870.48 | 1523.6998 | 1493.2258
3 | 21 | 9 | 84 | 288 | 18 | 4 | 356.561 | 24.875 | 2183796.25 | 2095699.875 | 2053785.8775 | 2171.849 | 2128.412
3 | 21 | 10 | 602 | 256 | 20 | 6 | 816.491 | 33.692 | 4847298 | 4662490 | 4569240.2 | 4831.9058 | 4735.2677
3 | 21 | 11 | 667 | 257 | 21 | 7 | 927.039 | 35.75 | 5466359 | 5253776.5 | 5148700.97 | 5444.6772 | 5335.7837
3 | 21 | 12 | 958 | 118 | 22 | 8 | 1047.909 | 37.447 | 6140807 | 5895692 | 5777778.16 | 6109.9173 | 5987.7189
3 | 21 | 13 | 787 | 180 | 21 | 9 | 916.047 | 33.575 | 5441092.5 | 5229683 | 5125089.34 | 5419.7083 | 5311.3141
3 | 21 | 14 | 52 | 284 | 21 | 8 | 329.517 | 25.79 | 2012736.25 | 1929587.5 | 1890995.75 | 1999.7008 | 1959.7068
3 | 21 | 15 | 370 | 203 | 20 | 7 | 439.255 | 26.398 | 2651423.75 | 2549024.25 | 2498043.765 | 2641.6453 | 2588.8124
3 | 21 | 16 | 717 | 71 | 17 | 6 | 361.659 | 22.784 | 2087152 | 2001869.75 | 1961832.355 | 2074.6095 | 2033.1173
3 | 21 | 17 | 391 | 41 | 14 | 4 | 104.555 | 15.55 | 519520.781 | 473082.25 | 463620.605 | 490.2721 | 480.4667
3 | 21 | 18 | 0 | 0 | 12 | 4 | 0 | 12 | 0 | 0 | 0 | 0 | 0
3 | 21 | 19 | 0 | 0 | 11 | 4 | 0 | 11 | 0 | 0 | 0 | 0 | 0
3 | 21 | 20 | 0 | 0 | 10 | 4 | 0 | 10 | 0 | 0 | 0 | 0 | 0
3 | 21 | 21 | 0 | 0 | 9 | 4 | 0 | 9 | 0 | 0 | 0 | 0 | 0
3 | 21 | 22 | 0 | 0 | 8 | 4 | 0 | 8 | 0 | 0 | 0 | 0 | 0
3 | 21 | 23 | 0 | 0 | 8 | 4 | 0 | 8 | 0 | 0 | 0 | 0 | 0
3 | 22 | 0 | 0 | 0 | 7 | 3 | 0 | 7 | 0 | 0 | 0 | 0 | 0
3 | 22 | 1 | 0 | 0 | 6 | 3 | 0 | 6 | 0 | 0 | 0 | 0 | 0
3 | 22 | 2 | 0 | 0 | 5 | 3 | 0 | 5 | 0 | 0 | 0 | 0 | 0
3 | 22 | 3 | 0 | 0 | 4 | 3 | 0 | 4 | 0 | 0 | 0 | 0 | 0
3 | 22 | 4 | 0 | 0 | 2 | 3 | 0 | 2 | 0 | 0 | 0 | 0 | 0
3 | 22 | 5 | 0 | 0 | 2 | 3 | 0 | 2 | 0 | 0 | 0 | 0 | 0
3 | 22 | 6 | 372 | 30 | 3 | 4 | 75.301 | 2.989 | 362380.375 | 319129.188 | 312746.6042 | 330.725 | 324.1105
3 | 22 | 7 | 747 | 59 | 6 | 6 | 330.15 | 10.648 | 1941357 | 1860227.625 | 1823023.0725 | 1927.8207 | 1889.2643
3 | 22 | 8 | 901 | 70 | 8 | 7 | 594.047 | 16.761 | 3662604.5 | 3525378.75 | 3454871.175 | 3653.4766 | 3580.407
3 | 22 | 9 | 968 | 79 | 9 | 7 | 817.23 | 21.639 | 5040049 | 4846807 | 4749870.86 | 5022.9201 | 4922.4617
3 | 22 | 10 | 998 | 88 | 10 | 7 | 979.213 | 25.484 | 5983715 | 5746388.5 | 5631460.73 | 5955.1887 | 5836.0849
3 | 22 | 11 | 1016 | 90 | 11 | 7 | 1068.422 | 28.094 | 6475026 | 5944166.5 | 5825283.17 | 6160.1532 | 6036.9501
3 | 22 | 12 | 1016 | 91 | 11 | 7 | 1075.302 | 28.3 | 6512287.5 | 5944166.5 | 5825283.17 | 6160.1532 | 6036.9501
3 | 22 | 13 | 1002 | 89 | 11 | 8 | 1000.537 | 25.755 | 6109947.5 | 5866372 | 5749044.56 | 6079.5319 | 5957.9413
3 | 22 | 14 | 975 | 82 | 10 | 8 | 851.7 | 22.475 | 5243848 | 5041478.5 | 4940648.93 | 5224.6652 | 5120.1719
3 | 22 | 15 | 908 | 75 | 9 | 7 | 635.063 | 18.99 | 3905267 | 3758890.75 | 3683712.935 | 3895.4734 | 3817.564
3 | 22 | 16 | 776 | 64 | 8 | 6 | 377.574 | 14.238 | 2238493.25 | 2148783 | 2105807.34 | 2226.861 | 2182.3238
3 | 22 | 17 | 470 | 38 | 6 | 5 | 113.927 | 7.425 | 565178.625 | 517789.813 | 507434.0167 | 536.6042 | 525.8721
3 | 22 | 18 | 0 | 0 | 4 | 4 | 0 | 4 | 0 | 0 | 0 | 0 | 0
3 | 22 | 19 | 0 | 0 | 2 | 3 | 0 | 2 | 0 | 0 | 0 | 0 | 0
3 | 22 | 20 | 0 | 0 | 1 | 3 | 0 | 1 | 0 | 0 | 0 | 0 | 0
3 | 22 | 21 | 0 | 0 | 0 | 2 | 0 | 0 | 0 | 0 | 0 | 0 | 0
3 | 22 | 22 | 0 | 0 | 0 | 2 | 0 | 0 | 0 | 0 | 0 | 0 | 0
3 | 22 | 23 | 0 | 0 | 0 | 2 | 0 | 0 | 0 | 0 | 0 | 0 | 0
3 | 23 | 0 | 0 | 0 | 0 | 1 | 0 | 0 | 0 | 0 | 0 | 0 | 0
3 | 23 | 1 | 0 | 0 | -1 | 1 | 0 | -1 | 0 | 0 | 0 | 0 | 0
3 | 23 | 2 | 0 | 0 | -2 | 1 | 0 | -2 | 0 | 0 | 0 | 0 | 0
3 | 23 | 3 | 0 | 0 | -2 | 2 | 0 | -2 | 0 | 0 | 0 | 0 | 0
3 | 23 | 4 | 0 | 0 | -2 | 1 | 0 | -2 | 0 | 0 | 0 | 0 | 0
3 | 23 | 5 | 0 | 0 | -1 | 1 | 0 | -1 | 0 | 0 | 0 | 0 | 0
3 | 23 | 6 | 368 | 33 | 1 | 2 | 77.708 | 0.968 | 382163.094 | 338517.688 | 331747.3342 | 350.818 | 343.8017
3 | 23 | 7 | 725 | 67 | 5 | 3 | 333.315 | 11.6 | 1962917.875 | 1881181.375 | 1843557.7475 | 1949.5358 | 1910.5451
3 | 23 | 8 | 869 | 85 | 8 | 2 | 596.876 | 23.414 | 3601321.5 | 3466358.25 | 3397031.085 | 3592.3115 | 3520.4653
3 | 23 | 9 | 940 | 97 | 10 | 1 | 818.506 | 35.958 | 4799231.5 | 4616496.5 | 4524166.57 | 4784.2411 | 4688.5562
3 | 23 | 10 | 976 | 104 | 11 | 1 | 979.806 | 42.329 | 5634142.5 | 5413688.5 | 5305414.73 | 5610.3998 | 5498.1918
3 | 23 | 11 | 994 | 107 | 13 | 1 | 1068.336 | 47.201 | 6036936 | 5796985.5 | 5681045.79 | 6007.6242 | 5887.4717
3 | 23 | 12 | 990 | 109 | 14 | 2 | 1072.01 | 43.453 | 6144119 | 5898837.5 | 5780860.75 | 6113.1771 | 5990.9135
3 | 23 | 13 | 972 | 106 | 14 | 2 | 993.722 | 41.548 | 5732260.5 | 5507135 | 5396992.3 | 5707.2417 | 5593.0969
3 | 23 | 14 | 952 | 93 | 15 | 3 | 847.023 | 35.858 | 4973530.5 | 4783221.5 | 4687557.07 | 4957.0242 | 4857.8837
3 | 23 | 15 | 890 | 82 | 14 | 4 | 635.115 | 28.151 | 3784656 | 3642866.25 | 3570008.925 | 3775.2331 | 3699.7284
3 | 23 | 16 | 767 | 66 | 11 | 4 | 376.712 | 19.143 | 2198488 | 2109959.75 | 2067760.555 | 2186.627 | 2142.8945
3 | 23 | 17 | 483 | 38 | 8 | 3 | 116.19 | 10.077 | 569969.5 | 522480.375 | 512030.7675 | 541.4652 | 530.6359
3 | 23 | 18 | 0 | 0 | 6 | 3 | 0 | 6 | 0 | 0 | 0 | 0 | 0
3 | 23 | 19 | 0 | 0 | 4 | 3 | 0 | 4 | 0 | 0 | 0 | 0 | 0
3 | 23 | 20 | 0 | 0 | 2 | 3 | 0 | 2 | 0 | 0 | 0 | 0 | 0
3 | 23 | 21 | 0 | 0 | 1 | 2 | 0 | 1 | 0 | 0 | 0 | 0 | 0
3 | 23 | 22 | 0 | 0 | 0 | 2 | 0 | 0 | 0 | 0 | 0 | 0 | 0
3 | 23 | 23 | 0 | 0 | 0 | 2 | 0 | 0 | 0 | 0 | 0 | 0 | 0
3 | 24 | 0 | 0 | 0 | 0 | 2 | 0 | 0 | 0 | 0 | 0 | 0 | 0
3 | 24 | 1 | 0 | 0 | -1 | 2 | 0 | -1 | 0 | 0 | 0 | 0 | 0
3 | 24 | 2 | 0 | 0 | -2 | 3 | 0 | -2 | 0 | 0 | 0 | 0 | 0
3 | 24 | 3 | 0 | 0 | -2 | 3 | 0 | -2 | 0 | 0 | 0 | 0 | 0
3 | 24 | 4 | 0 | 0 | -3 | 3 | 0 | -3 | 0 | 0 | 0 | 0 | 0
3 | 24 | 5 | 0 | 0 | -3 | 3 | 0 | -3 | 0 | 0 | 0 | 0 | 0
3 | 24 | 6 | 281 | 37 | -1 | 4 | 71.67 | -1.115 | 375587.563 | 332073.438 | 325431.9692 | 344.1396 | 337.2568
3 | 24 | 7 | 637 | 78 | 1 | 5 | 315.481 | 5.86 | 1907491.75 | 1827311.125 | 1790764.9025 | 1893.7081 | 1855.834
3 | 24 | 8 | 790 | 101 | 5 | 5 | 571.967 | 15.317 | 3553360.25 | 3420153.75 | 3351750.675 | 3544.4281 | 3473.5396
3 | 24 | 9 | 876 | 113 | 10 | 5 | 794.127 | 25.083 | 4842113 | 4657529 | 4564378.42 | 4826.7645 | 4730.2292
3 | 24 | 10 | 924 | 119 | 13 | 5 | 952.33 | 31.506 | 5697377 | 5473918 | 5364439.64 | 5672.8178 | 5559.3614
3 | 24 | 11 | 931 | 129 | 15 | 5 | 1034.044 | 35.33 | 6106560 | 5863153.5 | 5745890.43 | 6076.1965 | 5954.6725
3 | 24 | 12 | 924 | 134 | 15 | 8 | 1037.35 | 30.304 | 6238120.5 | 5944166.5 | 5825283.17 | 6160.1532 | 6036.9501
3 | 24 | 13 | 915 | 127 | 14 | 10 | 972.828 | 26.34 | 5929117.5 | 5694468.5 | 5580579.13 | 5901.3822 | 5783.3545
3 | 24 | 14 | 370 | 296 | 13 | 10 | 605.923 | 20.562 | 3762938 | 3621966 | 3549526.68 | 3753.5734 | 3678.5019
3 | 24 | 15 | 841 | 96 | 12 | 10 | 621.2 | 19.502 | 3817641.75 | 3674605.25 | 3601113.145 | 3808.1254 | 3731.9628
3 | 24 | 16 | 718 | 76 | 9 | 9 | 368.768 | 13.573 | 2200633 | 2112041.5 | 2069800.67 | 2188.7844 | 2145.0087
3 | 24 | 17 | 414 | 44 | 7 | 7 | 111.675 | 8.034 | 570293.938 | 522798.031 | 512342.0704 | 541.7944 | 530.9585
3 | 24 | 18 | 0 | 0 | 5 | 5 | 0 | 5 | 0 | 0 | 0 | 0 | 0
3 | 24 | 19 | 0 | 0 | 3 | 4 | 0 | 3 | 0 | 0 | 0 | 0 | 0
3 | 24 | 20 | 0 | 0 | 2 | 2 | 0 | 2 | 0 | 0 | 0 | 0 | 0
3 | 24 | 21 | 0 | 0 | 0 | 1 | 0 | 0 | 0 | 0 | 0 | 0 | 0
3 | 24 | 22 | 0 | 0 | 0 | 1 | 0 | 0 | 0 | 0 | 0 | 0 | 0
3 | 24 | 23 | 0 | 0 | 0 | 1 | 0 | 0 | 0 | 0 | 0 | 0 | 0
3 | 25 | 0 | 0 | 0 | 0 | 1 | 0 | 0 | 0 | 0 | 0 | 0 | 0
3 | 25 | 1 | 0 | 0 | 0 | 1 | 0 | 0 | 0 | 0 | 0 | 0 | 0
3 | 25 | 2 | 0 | 0 | -1 | 1 | 0 | -1 | 0 | 0 | 0 | 0 | 0
3 | 25 | 3 | 0 | 0 | -1 | 1 | 0 | -1 | 0 | 0 | 0 | 0 | 0
3 | 25 | 4 | 0 | 0 | 0 | 0 | 0 | 0 | 0 | 0 | 0 | 0 | 0
3 | 25 | 5 | 0 | 0 | 0 | 0 | 0 | 0 | 0 | 0 | 0 | 0 | 0
3 | 25 | 6 | 289 | 39 | 2 | 0 | 75.446 | 0.955 | 394507.906 | 350615.5 | 343603.19 | 363.3554 | 356.0883
3 | 25 | 7 | 632 | 80 | 6 | 1 | 317.679 | 14.407 | 1870889 | 1791727 | 1755892.46 | 1856.831 | 1819.6944
3 | 25 | 8 | 786 | 103 | 9 | 2 | 574.04 | 23.732 | 3466368 | 3336317.75 | 3269591.395 | 3457.5459 | 3388.395
3 | 25 | 9 | 555 | 219 | 12 | 3 | 664.104 | 27.713 | 4017062.25 | 3866367 | 3789039.66 | 4006.8549 | 3926.7178
3 | 25 | 10 | 652 | 244 | 13 | 4 | 855.417 | 31.494 | 5119151.5 | 4922393 | 4823945.14 | 5101.2526 | 4999.2275
3 | 25 | 11 | 332 | 391 | 14 | 4 | 742.89 | 30.467 | 4465250.5 | 4296586.5 | 4210654.77 | 4452.7069 | 4363.6527
3 | 25 | 12 | 886 | 153 | 15 | 3 | 1030.395 | 39.411 | 5995177.5 | 5757287.5 | 5642141.75 | 5966.4837 | 5847.1541
3 | 25 | 13 | 853 | 154 | 15 | 3 | 947.123 | 38.21 | 5531806.5 | 5316171.5 | 5209848.07 | 5509.3394 | 5399.1526
3 | 25 | 14 | 841 | 129 | 15 | 4 | 805.687 | 32.956 | 4782525 | 4600507.5 | 4508497.35 | 4767.6711 | 4672.3177
3 | 25 | 15 | 787 | 107 | 14 | 4 | 601.926 | 27.356 | 3601776.25 | 3466796.25 | 3397460.325 | 3592.7654 | 3520.9101
3 | 25 | 16 | 649 | 86 | 12 | 3 | 352.374 | 20.415 | 2062385.125 | 1977816.125 | 1938259.8025 | 2049.6819 | 2008.6882
3 | 25 | 17 | 370 | 47 | 10 | 3 | 107.939 | 11.817 | 555436.125 | 508251.063 | 498086.0417 | 526.7188 | 516.1844
3 | 25 | 18 | 0 | 0 | 8 | 4 | 0 | 8 | 0 | 0 | 0 | 0 | 0
3 | 25 | 19 | 0 | 0 | 6 | 4 | 0 | 6 | 0 | 0 | 0 | 0 | 0
3 | 25 | 20 | 0 | 0 | 5 | 3 | 0 | 5 | 0 | 0 | 0 | 0 | 0
3 | 25 | 21 | 0 | 0 | 4 | 2 | 0 | 4 | 0 | 0 | 0 | 0 | 0
3 | 25 | 22 | 0 | 0 | 3 | 2 | 0 | 3 | 0 | 0 | 0 | 0 | 0
3 | 25 | 23 | 0 | 0 | 3 | 2 | 0 | 3 | 0 | 0 | 0 | 0 | 0
3 | 26 | 0 | 0 | 0 | 3 | 3 | 0 | 3 | 0 | 0 | 0 | 0 | 0
3 | 26 | 1 | 0 | 0 | 2 | 4 | 0 | 2 | 0 | 0 | 0 | 0 | 0
3 | 26 | 2 | 0 | 0 | 1 | 3 | 0 | 1 | 0 | 0 | 0 | 0 | 0
3 | 26 | 3 | 0 | 0 | 0 | 2 | 0 | 0 | 0 | 0 | 0 | 0 | 0
3 | 26 | 4 | 0 | 0 | 0 | 1 | 0 | 0 | 0 | 0 | 0 | 0 | 0
3 | 26 | 5 | 0 | 0 | 0 | 1 | 0 | 0 | 0 | 0 | 0 | 0 | 0
3 | 26 | 6 | 109 | 39 | 1 | 2 | 52.818 | 0.25 | 311125.375 | 268885.938 | 263508.2192 | 278.6562 | 273.083
3 | 26 | 7 | 710 | 74 | 4 | 3 | 341.848 | 10.747 | 2032924.5 | 1949199.75 | 1910215.755 | 2020.0257 | 1979.6252
3 | 26 | 8 | 844 | 96 | 6 | 3 | 601.55 | 19.783 | 3681893.5 | 3543951.75 | 3473072.715 | 3672.7244 | 3599.2699
3 | 26 | 9 | 901 | 116 | 9 | 2 | 820.869 | 31.063 | 4901542.5 | 4714380.5 | 4620092.89 | 4885.6818 | 4787.9681
3 | 26 | 10 | 941 | 124 | 10 | 2 | 976.922 | 36.629 | 5737728 | 5512340.5 | 5402093.69 | 5712.6364 | 5598.3836
3 | 26 | 11 | 967 | 122 | 11 | 1 | 1064.516 | 45.267 | 6059826.5 | 5818742.5 | 5702367.65 | 6030.1718 | 5909.5683
3 | 26 | 12 | 828 | 188 | 12 | 1 | 1018.48 | 45.27 | 5798000.5 | 5569717 | 5458322.66 | 5772.0977 | 5656.6557
3 | 26 | 13 | 467 | 315 | 13 | 1 | 771.157 | 39.181 | 4489238.5 | 4319583 | 4233191.34 | 4476.5389 | 4387.0082
3 | 26 | 14 | 144 | 324 | 12 | 2 | 451.167 | 24.918 | 2762752.25 | 2656779.75 | 2603644.155 | 2753.3162 | 2698.2499
3 | 26 | 15 | 148 | 238 | 11 | 3 | 335.515 | 18.623 | 2091202.875 | 2005803.625 | 1965687.5525 | 2078.6863 | 2037.1126
3 | 26 | 16 | 15 | 122 | 9 | 3 | 123.633 | 11.152 | 791300.375 | 739045.438 | 724264.5292 | 765.8993 | 750.5813
3 | 26 | 17 | 62 | 54 | 7 | 3 | 63.189 | 7.046 | 388338.938 | 344570.063 | 337678.6617 | 357.0903 | 349.9485
3 | 26 | 18 | 0 | 0 | 5 | 3 | 0 | 5 | 0 | 0 | 0 | 0 | 0
3 | 26 | 19 | 0 | 0 | 4 | 3 | 0 | 4 | 0 | 0 | 0 | 0 | 0
3 | 26 | 20 | 0 | 0 | 3 | 3 | 0 | 3 | 0 | 0 | 0 | 0 | 0
3 | 26 | 21 | 0 | 0 | 3 | 4 | 0 | 3 | 0 | 0 | 0 | 0 | 0
3 | 26 | 22 | 0 | 0 | 2 | 4 | 0 | 2 | 0 | 0 | 0 | 0 | 0
3 | 26 | 23 | 0 | 0 | 1 | 3 | 0 | 1 | 0 | 0 | 0 | 0 | 0
3 | 27 | 0 | 0 | 0 | 0 | 3 | 0 | 0 | 0 | 0 | 0 | 0 | 0
3 | 27 | 1 | 0 | 0 | 0 | 3 | 0 | 0 | 0 | 0 | 0 | 0 | 0
3 | 27 | 2 | 0 | 0 | 0 | 3 | 0 | 0 | 0 | 0 | 0 | 0 | 0
3 | 27 | 3 | 0 | 0 | 0 | 2 | 0 | 0 | 0 | 0 | 0 | 0 | 0
3 | 27 | 4 | 0 | 0 | -1 | 2 | 0 | -1 | 0 | 0 | 0 | 0 | 0
3 | 27 | 5 | 0 | 0 | 0 | 2 | 0 | 0 | 0 | 0 | 0 | 0 | 0
3 | 27 | 6 | 162 | 40 | 1 | 1 | 61.951 | 0.308 | 351799.313 | 308758.094 | 302582.9321 | 319.9771 | 313.5776
3 | 27 | 7 | 113 | 130 | 3 | 0 | 172.934 | 8.019 | 1096387.625 | 1037144.75 | 1016401.855 | 1074.8303 | 1053.3337
3 | 27 | 8 | 4 | 153 | 6 | 0 | 149.88 | 11.387 | 961984.125 | 905879.5 | 887761.91 | 938.7954 | 920.0195
3 | 27 | 9 | 12 | 205 | 9 | 1 | 207.959 | 14.206 | 1322349.75 | 1257618.5 | 1232466.13 | 1303.3152 | 1277.2489
3 | 27 | 10 | 969 | 97 | 12 | 2 | 974.78 | 36.608 | 5725601.5 | 5500794.5 | 5390778.61 | 5700.6708 | 5586.6574
3 | 27 | 11 | 982 | 103 | 13 | 3 | 1060.09 | 38.716 | 6183634 | 5936372.5 | 5817645.05 | 6152.076 | 6029.0344
3 | 27 | 12 | 978 | 108 | 14 | 4 | 1065.612 | 37.659 | 6240172 | 5944166.5 | 5825283.17 | 6160.1532 | 6036.9501
3 | 27 | 13 | 964 | 106 | 14 | 5 | 991.444 | 33.694 | 5886499 | 5653929 | 5540850.42 | 5859.3696 | 5742.1822
3 | 27 | 14 | 935 | 97 | 14 | 6 | 841.967 | 28.912 | 5069856.5 | 4875293.5 | 4777787.63 | 5052.4417 | 4951.3929
3 | 27 | 15 | 863 | 90 | 13 | 6 | 630.147 | 23.995 | 3813185.5 | 3670317.75 | 3596911.395 | 3803.6821 | 3727.6084
3 | 27 | 16 | 705 | 80 | 12 | 5 | 369.085 | 18.904 | 2167221.75 | 2079611.625 | 2038019.3925 | 2155.1762 | 2112.0727
3 | 27 | 17 | 382 | 51 | 9 | 3 | 114.06 | 11.008 | 591826 | 543877.625 | 533000.0725 | 563.6399 | 552.3671
3 | 27 | 18 | 0 | 0 | 6 | 1 | 0 | 6 | 0 | 0 | 0 | 0 | 0
3 | 27 | 19 | 0 | 0 | 4 | 0 | 0 | 4 | 0 | 0 | 0 | 0 | 0
3 | 27 | 20 | 0 | 0 | 3 | 0 | 0 | 3 | 0 | 0 | 0 | 0 | 0
3 | 27 | 21 | 0 | 0 | 3 | 1 | 0 | 3 | 0 | 0 | 0 | 0 | 0
3 | 27 | 22 | 0 | 0 | 2 | 2 | 0 | 2 | 0 | 0 | 0 | 0 | 0
3 | 27 | 23 | 0 | 0 | 0 | 2 | 0 | 0 | 0 | 0 | 0 | 0 | 0
3 | 28 | 0 | 0 | 0 | 0 | 2 | 0 | 0 | 0 | 0 | 0 | 0 | 0
3 | 28 | 1 | 0 | 0 | -1 | 2 | 0 | -1 | 0 | 0 | 0 | 0 | 0
3 | 28 | 2 | 0 | 0 | -1 | 2 | 0 | -1 | 0 | 0 | 0 | 0 | 0
3 | 28 | 3 | 0 | 0 | -2 | 1 | 0 | -2 | 0 | 0 | 0 | 0 | 0
3 | 28 | 4 | 0 | 0 | -2 | 1 | 0 | -2 | 0 | 0 | 0 | 0 | 0
3 | 28 | 5 | 0 | 0 | -2 | 1 | 0 | -2 | 0 | 0 | 0 | 0 | 0
3 | 28 | 6 | 0 | 4 | 0 | 1 | 3.781 | -2.749 | 25420.771 | 0 | 0 | 0 | 0
3 | 28 | 7 | 0 | 50 | 4 | 1 | 47.445 | 2.863 | 313305.969 | 271023.75 | 265603.275 | 280.8716 | 275.2542
3 | 28 | 8 | 0 | 103 | 7 | 1 | 98.266 | 7.931 | 638220.375 | 589288.875 | 577503.0975 | 610.7012 | 598.4872
3 | 28 | 9 | 13 | 209 | 10 | 1 | 212.68 | 15.08 | 1348370.625 | 1282990.375 | 1257330.5675 | 1329.609 | 1303.0168
3 | 28 | 10 | 178 | 387 | 12 | 1 | 566.586 | 28.758 | 3425689.5 | 3297101.5 | 3231159.47 | 3416.9047 | 3348.5666
3 | 28 | 11 | 112 | 411 | 13 | 2 | 531.583 | 27.332 | 3231146.75 | 3109432.75 | 3047244.095 | 3222.4168 | 3157.9685
3 | 28 | 12 | 946 | 121 | 14 | 3 | 1050.186 | 38.404 | 6133142.5 | 5888410.5 | 5770642.29 | 6102.3712 | 5980.3238
3 | 28 | 13 | 604 | 279 | 15 | 4 | 858.001 | 34.264 | 5084945.5 | 4889711.5 | 4791917.27 | 5067.3836 | 4966.0359
3 | 28 | 14 | 595 | 223 | 15 | 5 | 713.478 | 28.999 | 4299107.5 | 4137226.75 | 4054482.215 | 4287.5566 | 4201.8055
3 | 28 | 15 | 585 | 163 | 14 | 6 | 535.647 | 23.175 | 3261608.5 | 3138831.25 | 3076054.625 | 3252.8835 | 3187.8258
3 | 28 | 16 | 572 | 100 | 12 | 5 | 337.065 | 18.121 | 1999493.75 | 1916721.625 | 1878387.1925 | 1986.3674 | 1946.6401
3 | 28 | 17 | 375 | 48 | 9 | 4 | 110.217 | 10.567 | 570541.375 | 523040.313 | 512579.5067 | 542.0455 | 531.2045
3 | 28 | 18 | 0 | 0 | 6 | 2 | 0 | 6 | 0 | 0 | 0 | 0 | 0
3 | 28 | 19 | 0 | 0 | 4 | 2 | 0 | 4 | 0 | 0 | 0 | 0 | 0
3 | 28 | 20 | 0 | 0 | 3 | 2 | 0 | 3 | 0 | 0 | 0 | 0 | 0
3 | 28 | 21 | 0 | 0 | 2 | 2 | 0 | 2 | 0 | 0 | 0 | 0 | 0
3 | 28 | 22 | 0 | 0 | 1 | 2 | 0 | 1 | 0 | 0 | 0 | 0 | 0
3 | 28 | 23 | 0 | 0 | 1 | 2 | 0 | 1 | 0 | 0 | 0 | 0 | 0
3 | 29 | 0 | 0 | 0 | 1 | 1 | 0 | 1 | 0 | 0 | 0 | 0 | 0
3 | 29 | 1 | 0 | 0 | 0 | 0 | 0 | 0 | 0 | 0 | 0 | 0 | 0
3 | 29 | 2 | 0 | 0 | 0 | 0 | 0 | 0 | 0 | 0 | 0 | 0 | 0
3 | 29 | 3 | 0 | 0 | 0 | 0 | 0 | 0 | 0 | 0 | 0 | 0 | 0
3 | 29 | 4 | 0 | 0 | -1 | 0 | 0 | -1 | 0 | 0 | 0 | 0 | 0
3 | 29 | 5 | 0 | 0 | -1 | 2 | 0 | -1 | 0 | 0 | 0 | 0 | 0
3 | 29 | 6 | 0 | 19 | 0 | 4 | 17.995 | -1.318 | 120444.445 | 81848.867 | 80211.8897 | 84.8229 | 83.1265
3 | 29 | 7 | 785 | 47 | 2 | 5 | 347.1 | 7.397 | 2078347.125 | 1993318.875 | 1953452.4975 | 2065.7479 | 2024.433
3 | 29 | 8 | 925 | 73 | 5 | 5 | 629.661 | 16.498 | 3897665.75 | 3751580.75 | 3676549.135 | 3887.8978 | 3810.1399
3 | 29 | 9 | 986 | 82 | 6 | 4 | 851.962 | 24.547 | 5206057 | 5005396.5 | 4905288.57 | 5187.2721 | 5083.5267
3 | 29 | 10 | 1016 | 88 | 8 | 4 | 1011.162 | 30.339 | 6075476 | 5833615.5 | 5716943.19 | 6045.5852 | 5924.6735
3 | 29 | 11 | 1015 | 97 | 9 | 3 | 1088.811 | 35.657 | 6422750.5 | 5944166.5 | 5825283.17 | 6160.1532 | 6036.9501
3 | 29 | 12 | 1012 | 97 | 10 | 3 | 1089.285 | 36.798 | 6399032 | 5944166.5 | 5825283.17 | 6160.1532 | 6036.9501
3 | 29 | 13 | 993 | 96 | 10 | 2 | 1009.02 | 38.233 | 5892821 | 5659943 | 5546744.14 | 5865.6021 | 5748.2901
3 | 29 | 14 | 956 | 92 | 10 | 2 | 854.705 | 34.138 | 5051341 | 4857599.5 | 4760447.51 | 5034.1048 | 4933.4227
3 | 29 | 15 | 843 | 81 | 9 | 2 | 609.412 | 26.423 | 3656503.75 | 3519504 | 3449113.92 | 3647.3884 | 3574.4406
3 | 29 | 16 | 539 | 97 | 8 | 3 | 321.202 | 15.722 | 1922599.125 | 1841995.875 | 1805155.9575 | 1908.9265 | 1870.7479
3 | 29 | 17 | 424 | 47 | 5 | 3 | 117.212 | 6.937 | 604632.25 | 556413.625 | 545285.3525 | 576.6314 | 565.0988
3 | 29 | 18 | 0 | 0 | 3 | 2 | 0 | 3 | 0 | 0 | 0 | 0 | 0
3 | 29 | 19 | 0 | 0 | 1 | 2 | 0 | 1 | 0 | 0 | 0 | 0 | 0
3 | 29 | 20 | 0 | 0 | 0 | 1 | 0 | 0 | 0 | 0 | 0 | 0 | 0
3 | 29 | 21 | 0 | 0 | 0 | 1 | 0 | 0 | 0 | 0 | 0 | 0 | 0
3 | 29 | 22 | 0 | 0 | 0 | 1 | 0 | 0 | 0 | 0 | 0 | 0 | 0
3 | 29 | 23 | 0 | 0 | 0 | 0 | 0 | 0 | 0 | 0 | 0 | 0 | 0
3 | 30 | 0 | 0 | 0 | -1 | 0 | 0 | -1 | 0 | 0 | 0 | 0 | 0
3 | 30 | 1 | 0 | 0 | -1 | 0 | 0 | -1 | 0 | 0 | 0 | 0 | 0
3 | 30 | 2 | 0 | 0 | 0 | 0 | 0 | 0 | 0 | 0 | 0 | 0 | 0
3 | 30 | 3 | 0 | 0 | 0 | 0 | 0 | 0 | 0 | 0 | 0 | 0 | 0
3 | 30 | 4 | 0 | 0 | 0 | 0 | 0 | 0 | 0 | 0 | 0 | 0 | 0
3 | 30 | 5 | 0 | 0 | 0 | 0 | 0 | 0 | 0 | 0 | 0 | 0 | 0
3 | 30 | 6 | 0 | 17 | 2 | 2 | 16.096 | 0.203 | 107207.953 | 68858.281 | 67481.1154 | 71.3603 | 69.9331
3 | 30 | 7 | 57 | 133 | 5 | 3 | 152.388 | 6.954 | 979985.75 | 923466.25 | 904996.925 | 957.0212 | 937.8808
3 | 30 | 8 | 216 | 237 | 8 | 4 | 371.292 | 14.965 | 2337852.75 | 2245170.25 | 2200266.845 | 2326.7505 | 2280.2155
3 | 30 | 9 | 902 | 105 | 10 | 4 | 814.414 | 27.101 | 4933609 | 4745048.5 | 4650147.53 | 4917.4641 | 4819.1148
3 | 30 | 10 | 948 | 108 | 11 | 4 | 973.958 | 32.366 | 5809994.5 | 5581133 | 5469510.34 | 5783.9285 | 5668.2499
3 | 30 | 11 | 959 | 115 | 12 | 4 | 1056.019 | 35.37 | 6235925.5 | 5944166.5 | 5825283.17 | 6160.1532 | 6036.9501
3 | 30 | 12 | 960 | 114 | 13 | 4 | 1058.781 | 36.549 | 6225575 | 5944166.5 | 5825283.17 | 6160.1532 | 6036.9501
3 | 30 | 13 | 552 | 304 | 14 | 5 | 837.863 | 30.724 | 5029470 | 4836696.5 | 4739962.57 | 5012.4422 | 4912.1934
3 | 30 | 14 | 317 | 312 | 14 | 6 | 581.4 | 24.142 | 3567331 | 3433614 | 3364941.72 | 3558.3775 | 3487.2099
3 | 30 | 15 | 586 | 156 | 13 | 7 | 532.343 | 21.084 | 3265138.75 | 3142238 | 3079393.24 | 3256.4141 | 3191.2858
3 | 30 | 16 | 435 | 116 | 12 | 6 | 297.112 | 16.715 | 1785600.625 | 1708785.375 | 1674609.6675 | 1770.8756 | 1735.4581
3 | 30 | 17 | 231 | 55 | 9 | 4 | 93.326 | 10.101 | 515994.531 | 469628.906 | 460236.3279 | 486.6933 | 476.9594
3 | 30 | 18 | 0 | 0 | 7 | 3 | 0 | 7 | 0 | 0 | 0 | 0 | 0
3 | 30 | 19 | 0 | 0 | 7 | 3 | 0 | 7 | 0 | 0 | 0 | 0 | 0
3 | 30 | 20 | 0 | 0 | 6 | 3 | 0 | 6 | 0 | 0 | 0 | 0 | 0
3 | 30 | 21 | 0 | 0 | 5 | 4 | 0 | 5 | 0 | 0 | 0 | 0 | 0
3 | 30 | 22 | 0 | 0 | 5 | 3 | 0 | 5 | 0 | 0 | 0 | 0 | 0
3 | 30 | 23 | 0 | 0 | 5 | 3 | 0 | 5 | 0 | 0 | 0 | 0 | 0
3 | 31 | 0 | 0 | 0 | 4 | 3 | 0 | 4 | 0 | 0 | 0 | 0 | 0
3 | 31 | 1 | 0 | 0 | 4 | 3 | 0 | 4 | 0 | 0 | 0 | 0 | 0
3 | 31 | 2 | 0 | 0 | 3 | 3 | 0 | 3 | 0 | 0 | 0 | 0 | 0
3 | 31 | 3 | 0 | 0 | 3 | 4 | 0 | 3 | 0 | 0 | 0 | 0 | 0
3 | 31 | 4 | 0 | 0 | 2 | 3 | 0 | 2 | 0 | 0 | 0 | 0 | 0
3 | 31 | 5 | 0 | 0 | 3 | 3 | 0 | 3 | 0 | 0 | 0 | 0 | 0
3 | 31 | 6 | 552 | 32 | 6 | 4 | 111.848 | 6.832 | 523427.313 | 476907.875 | 467369.7175 | 494.2368 | 484.352
3 | 31 | 7 | 805 | 52 | 10 | 4 | 364.808 | 16.745 | 2125579.25 | 2039183.875 | 1998400.1975 | 2113.2795 | 2071.0139
3 | 31 | 8 | 834 | 80 | 13 | 5 | 590.104 | 23.79 | 3566994.75 | 3433290.25 | 3364624.445 | 3558.042 | 3486.8811
3 | 31 | 9 | 976 | 66 | 16 | 5 | 831.321 | 31.848 | 4950950.5 | 4761631.5 | 4666398.87 | 4934.6497 | 4835.9567
3 | 31 | 10 | 1007 | 68 | 18 | 6 | 985.073 | 35.229 | 5815767.5 | 5586626.5 | 5474893.97 | 5789.6216 | 5673.8292
3 | 31 | 11 | 996 | 86 | 19 | 7 | 1061.77 | 36.061 | 6254183.5 | 5944166.5 | 5825283.17 | 6160.1532 | 6036.9501
3 | 31 | 12 | 1007 | 80 | 20 | 7 | 1068.45 | 37.258 | 6266195 | 5944166.5 | 5825283.17 | 6160.1532 | 6036.9501
3 | 31 | 13 | 523 | 317 | 21 | 7 | 825.327 | 34.392 | 4889476 | 4702839 | 4608782.22 | 4873.7209 | 4776.2465
3 | 31 | 14 | 343 | 308 | 20 | 7 | 597.519 | 29.471 | 3597762 | 3462929.5 | 3393670.91 | 3588.7582 | 3516.983
3 | 31 | 15 | 640 | 142 | 19 | 7 | 551.465 | 27.475 | 3305684.25 | 3181360 | 3117732.8 | 3296.9576 | 3231.0184
3 | 31 | 16 | 761 | 65 | 17 | 6 | 377.212 | 23.205 | 2176054.25 | 2088185.375 | 2046421.6675 | 2164.0615 | 2120.7802
3 | 31 | 17 | 521 | 43 | 4 | 1 | 129.251 | 7.89 | 644645.938 | 595577.375 | 583665.8275 | 617.2182 | 604.8739
3 | 31 | 18 | 0 | 0 | 1 | 1 | 0 | 1 | 0 | 0 | 0 | 0 | 0
3 | 31 | 19 | 0 | 0 | 0 | 1 | 0 | 0 | 0 | 0 | 0 | 0 | 0
3 | 31 | 20 | 0 | 0 | 0 | 1 | 0 | 0 | 0 | 0 | 0 | 0 | 0
3 | 31 | 21 | 0 | 0 | 0 | 1 | 0 | 0 | 0 | 0 | 0 | 0 | 0
3 | 31 | 22 | 0 | 0 | 0 | 1 | 0 | 0 | 0 | 0 | 0 | 0 | 0
3 | 31 | 23 | 0 | 0 | 0 | 1 | 0 | 0 | 0 | 0 | 0 | 0 | 0
4 | 1 | 0 | 0 | 0 | -1 | 1 | 0 | -1 | 0 | 0 | 0 | 0 | 0
4 | 1 | 1 | 0 | 0 | -1 | 1 | 0 | -1 | 0 | 0 | 0 | 0 | 0
4 | 1 | 2 | 0 | 0 | -2 | 1 | 0 | -2 | 0 | 0 | 0 | 0 | 0
4 | 1 | 3 | 0 | 0 | -2 | 1 | 0 | -2 | 0 | 0 | 0 | 0 | 0
4 | 1 | 4 | 0 | 0 | -2 | 1 | 0 | -2 | 0 | 0 | 0 | 0 | 0
4 | 1 | 5 | 0 | 0 | -1 | 1 | 0 | -1 | 0 | 0 | 0 | 0 | 0
4 | 1 | 6 | 14 | 49 | 1 | 1 | 49.039 | -0.146 | 321646.281 | 279200.281 | 273616.2754 | 289.3453 | 283.5584
4 | 1 | 7 | 489 | 103 | 5 | 1 | 297.178 | 12.605 | 1793865.75 | 1716824.75 | 1682488.255 | 1779.2071 | 1743.623
4 | 1 | 8 | 560 | 160 | 8 | 2 | 509.757 | 20.98 | 3124790.5 | 3006751.25 | 2946616.225 | 3116.0043 | 3053.6842
4 | 1 | 9 | 475 | 258 | 11 | 3 | 650.886 | 26.266 | 3960783.75 | 3812271 | 3736025.58 | 3950.7933 | 3871.7774
4 | 1 | 10 | 508 | 318 | 12 | 3 | 809.123 | 31.268 | 4847459 | 4662644 | 4569391.12 | 4832.0654 | 4735.4241
4 | 1 | 11 | 1000 | 99 | 13 | 4 | 1081.499 | 36.538 | 6359425.5 | 5944166.5 | 5825283.17 | 6160.1532 | 6036.9501
4 | 1 | 12 | 997 | 99 | 14 | 4 | 1080.915 | 38.019 | 6321739.5 | 5944166.5 | 5825283.17 | 6160.1532 | 6036.9501
4 | 1 | 13 | 982 | 95 | 15 | 4 | 1001.016 | 37.317 | 5866025.5 | 5634451 | 5521761.98 | 5839.1839 | 5722.4002
4 | 1 | 14 | 949 | 89 | 15 | 5 | 848.275 | 31.834 | 5055593.5 | 4861663.5 | 4764430.23 | 5038.3164 | 4937.5501
4 | 1 | 15 | 888 | 79 | 14 | 5 | 634.212 | 26.442 | 3805183 | 3662618 | 3589365.64 | 3795.7025 | 3719.7885
4 | 1 | 16 | 771 | 66 | 12 | 5 | 382.681 | 19.177 | 2239179.75 | 2149449.25 | 2106460.265 | 2227.5514 | 2183.0004
4 | 1 | 17 | 510 | 43 | 9 | 4 | 127.729 | 11.058 | 632200.188 | 583396.875 | 571728.9375 | 604.5951 | 592.5032
4 | 1 | 18 | 0 | 0 | 7 | 4 | 0 | 7 | 0 | 0 | 0 | 0 | 0
4 | 1 | 19 | 0 | 0 | 5 | 4 | 0 | 5 | 0 | 0 | 0 | 0 | 0
4 | 1 | 20 | 0 | 0 | 4 | 3 | 0 | 4 | 0 | 0 | 0 | 0 | 0
4 | 1 | 21 | 0 | 0 | 3 | 2 | 0 | 3 | 0 | 0 | 0 | 0 | 0
4 | 1 | 22 | 0 | 0 | 2 | 1 | 0 | 2 | 0 | 0 | 0 | 0 | 0
4 | 1 | 23 | 0 | 0 | 1 | 1 | 0 | 1 | 0 | 0 | 0 | 0 | 0
4 | 2 | 0 | 0 | 0 | 1 | 1 | 0 | 1 | 0 | 0 | 0 | 0 | 0
4 | 2 | 1 | 0 | 0 | 1 | 1 | 0 | 1 | 0 | 0 | 0 | 0 | 0
4 | 2 | 2 | 0 | 0 | 1 | 2 | 0 | 1 | 0 | 0 | 0 | 0 | 0
4 | 2 | 3 | 0 | 0 | 0 | 2 | 0 | 0 | 0 | 0 | 0 | 0 | 0
4 | 2 | 4 | 0 | 0 | 0 | 3 | 0 | 0 | 0 | 0 | 0 | 0 | 0
4 | 2 | 5 | 0 | 0 | 0 | 4 | 0 | 0 | 0 | 0 | 0 | 0 | 0
4 | 2 | 6 | 163 | 53 | 1 | 5 | 76.407 | 1.021 | 445416.125 | 400496.688 | 392486.7542 | 415.0491 | 406.7481
4 | 2 | 7 | 0 | 5 | 3 | 6 | 4.733 | 1.873 | 31355.592 | 0 | 0 | 0 | 0
4 | 2 | 8 | 0 | 89 | 4 | 6 | 84.642 | 4.198 | 556512.188 | 509304.594 | 499118.5021 | 527.8106 | 517.2544
4 | 2 | 9 | 35 | 278 | 5 | 6 | 306.824 | 9.241 | 1983325.375 | 1901011.875 | 1862991.6375 | 1970.0869 | 1930.6851
4 | 2 | 10 | 2 | 122 | 6 | 6 | 118.485 | 7.21 | 771357.938 | 719542.875 | 705152.0175 | 745.6881 | 730.7744
4 | 2 | 11 | 7 | 149 | 6 | 5 | 149.897 | 7.701 | 974282.063 | 917894.188 | 899536.3042 | 951.2467 | 932.2218
4 | 2 | 12 | 57 | 395 | 6 | 5 | 460.067 | 13.855 | 2929530 | 2818083.5 | 2761721.83 | 2920.4811 | 2862.0715
4 | 2 | 13 | 12 | 211 | 6 | 4 | 215.089 | 10.155 | 1386646.25 | 1320304.625 | 1293898.5325 | 1368.2791 | 1340.9135
4 | 2 | 14 | 24 | 259 | 6 | 4 | 271.379 | 10.872 | 1744929.75 | 1669220.25 | 1635835.845 | 1729.8729 | 1695.2754
4 | 2 | 15 | 160 | 251 | 5 | 5 | 355.105 | 10.991 | 2271293.75 | 2180608 | 2136995.84 | 2259.8424 | 2214.6455
4 | 2 | 16 | 23 | 135 | 4 | 6 | 139.175 | 5.628 | 905998.563 | 851173.375 | 834149.9075 | 882.1015 | 864.4595
4 | 2 | 17 | 73 | 64 | 2 | 7 | 74.282 | 2.157 | 463818.938 | 418524.938 | 410154.4392 | 433.7324 | 425.0578
4 | 2 | 18 | 0 | 0 | 1 | 8 | 0 | 1 | 0 | 0 | 0 | 0 | 0
4 | 2 | 19 | 0 | 0 | 1 | 8 | 0 | 1 | 0 | 0 | 0 | 0 | 0
4 | 2 | 20 | 0 | 0 | 0 | 7 | 0 | 0 | 0 | 0 | 0 | 0 | 0
4 | 2 | 21 | 0 | 0 | 0 | 7 | 0 | 0 | 0 | 0 | 0 | 0 | 0
4 | 2 | 22 | 0 | 0 | 0 | 6 | 0 | 0 | 0 | 0 | 0 | 0 | 0
4 | 2 | 23 | 0 | 0 | 0 | 5 | 0 | 0 | 0 | 0 | 0 | 0 | 0
4 | 3 | 0 | 0 | 0 | 0 | 3 | 0 | 0 | 0 | 0 | 0 | 0 | 0
4 | 3 | 1 | 0 | 0 | -1 | 2 | 0 | -1 | 0 | 0 | 0 | 0 | 0
4 | 3 | 2 | 0 | 0 | -2 | 2 | 0 | -2 | 0 | 0 | 0 | 0 | 0
4 | 3 | 3 | 0 | 0 | -2 | 2 | 0 | -2 | 0 | 0 | 0 | 0 | 0
4 | 3 | 4 | 0 | 0 | -2 | 2 | 0 | -2 | 0 | 0 | 0 | 0 | 0
4 | 3 | 5 | 0 | 0 | -1 | 2 | 0 | -1 | 0 | 0 | 0 | 0 | 0
4 | 3 | 6 | 450 | 47 | 2 | 2 | 116.176 | 3.08 | 595907.875 | 547873.438 | 536915.9692 | 567.7809 | 556.4253
4 | 3 | 7 | 723 | 77 | 5 | 2 | 366.647 | 13.526 | 2183928.75 | 2095828.625 | 2053912.0525 | 2171.9825 | 2128.5428
4 | 3 | 8 | 845 | 95 | 8 | 2 | 619.256 | 24.115 | 3744311.75 | 3604039.25 | 3531958.465 | 3734.9953 | 3660.2954
4 | 3 | 9 | 906 | 108 | 10 | 2 | 828.904 | 32.277 | 4931707 | 4743229.5 | 4648364.91 | 4915.579 | 4817.2674
4 | 3 | 10 | 935 | 119 | 11 | 2 | 981.162 | 37.699 | 5741556 | 5515985.5 | 5405665.79 | 5716.4138 | 5602.0855
4 | 3 | 11 | 938 | 129 | 12 | 2 | 1056.434 | 40.951 | 6112209 | 5868521 | 5751150.58 | 6081.759 | 5960.1238
4 | 3 | 12 | 925 | 136 | 13 | 2 | 1052.737 | 42.014 | 6066872.5 | 5825439.5 | 5708930.71 | 6037.1121 | 5916.3699
4 | 3 | 13 | 516 | 324 | 13 | 2 | 826.825 | 36.408 | 4862775.5 | 4677297.5 | 4583751.55 | 4847.2513 | 4750.3063
4 | 3 | 14 | 573 | 239 | 13 | 2 | 714.362 | 32.874 | 4246267.5 | 4086513.75 | 4004783.475 | 4235.0009 | 4150.3009
4 | 3 | 15 | 508 | 184 | 12 | 2 | 511.228 | 26.307 | 3083592.75 | 2966961.25 | 2907622.025 | 3074.7685 | 3013.2731
4 | 3 | 16 | 580 | 94 | 10 | 2 | 335.698 | 19.007 | 1985305.125 | 1902935.625 | 1864876.9125 | 1972.0805 | 1932.6389
4 | 3 | 17 | 243 | 63 | 7 | 2 | 103.139 | 9.003 | 576932.25 | 529297.063 | 518711.1217 | 548.5295 | 537.559
4 | 3 | 18 | 0 | 0 | 4 | 2 | 0 | 4 | 0 | 0 | 0 | 0 | 0
4 | 3 | 19 | 0 | 0 | 3 | 2 | 0 | 3 | 0 | 0 | 0 | 0 | 0
4 | 3 | 20 | 0 | 0 | 1 | 1 | 0 | 1 | 0 | 0 | 0 | 0 | 0
4 | 3 | 21 | 0 | 0 | 1 | 1 | 0 | 1 | 0 | 0 | 0 | 0 | 0
4 | 3 | 22 | 0 | 0 | 0 | 1 | 0 | 0 | 0 | 0 | 0 | 0 | 0
4 | 3 | 23 | 0 | 0 | 0 | 1 | 0 | 0 | 0 | 0 | 0 | 0 | 0
4 | 4 | 0 | 0 | 0 | 0 | 1 | 0 | 0 | 0 | 0 | 0 | 0 | 0
4 | 4 | 1 | 0 | 0 | 0 | 1 | 0 | 0 | 0 | 0 | 0 | 0 | 0
4 | 4 | 2 | 0 | 0 | 0 | 1 | 0 | 0 | 0 | 0 | 0 | 0 | 0
4 | 4 | 3 | 0 | 0 | -1 | 1 | 0 | -1 | 0 | 0 | 0 | 0 | 0
4 | 4 | 4 | 0 | 0 | -2 | 0 | 0 | -2 | 0 | 0 | 0 | 0 | 0
4 | 4 | 5 | 0 | 0 | -1 | 0 | 0 | -1 | 0 | 0 | 0 | 0 | 0
4 | 4 | 6 | 519 | 42 | 1 | 0 | 123.17 | 2.674 | 616489 | 568019.375 | 556658.9875 | 588.6589 | 576.8857
4 | 4 | 7 | 777 | 66 | 5 | 0 | 378.492 | 18.994 | 2208432.25 | 2119611 | 2077218.78 | 2196.629 | 2152.6964
4 | 4 | 8 | 890 | 81 | 9 | 1 | 631.649 | 28.594 | 3758476.5 | 3617672.25 | 3545318.805 | 3749.1236 | 3674.1412
4 | 4 | 9 | 947 | 90 | 12 | 2 | 843.727 | 34.598 | 4977938.5 | 4787435.5 | 4691686.79 | 4961.3913 | 4862.1635
4 | 4 | 10 | 975 | 97 | 15 | 3 | 995.565 | 38.863 | 5801028.5 | 5572599 | 5461147.02 | 5775.0844 | 5659.5827
4 | 4 | 11 | 986 | 102 | 16 | 4 | 1075.599 | 39.662 | 6252851.5 | 5944166.5 | 5825283.17 | 6160.1532 | 6036.9501
4 | 4 | 12 | 983 | 103 | 17 | 4 | 1075.094 | 40.767 | 6224487 | 5944166.5 | 5825283.17 | 6160.1532 | 6036.9501
4 | 4 | 13 | 967 | 101 | 18 | 5 | 996.486 | 37.802 | 5829398 | 5599598.5 | 5487606.53 | 5803.065 | 5687.0037
4 | 4 | 14 | 936 | 94 | 18 | 5 | 845.411 | 34.777 | 4985955.5 | 4795100 | 4699198 | 4969.3343 | 4869.9476
4 | 4 | 15 | 880 | 83 | 17 | 5 | 635.132 | 29.471 | 3771505.25 | 3630211 | 3557606.78 | 3762.118 | 3686.8756
4 | 4 | 16 | 774 | 68 | 15 | 4 | 387.189 | 23.353 | 2235561.25 | 2145937.75 | 2103018.995 | 2223.9123 | 2179.4341
4 | 4 | 17 | 541 | 43 | 10 | 2 | 133.561 | 13.049 | 653888.188 | 604622.125 | 592529.6825 | 626.5916 | 614.0598
4 | 4 | 18 | 0 | 0 | 7 | 1 | 0 | 7 | 0 | 0 | 0 | 0 | 0
4 | 4 | 19 | 0 | 0 | 6 | 1 | 0 | 6 | 0 | 0 | 0 | 0 | 0
4 | 4 | 20 | 0 | 0 | 4 | 1 | 0 | 4 | 0 | 0 | 0 | 0 | 0
4 | 4 | 21 | 0 | 0 | 4 | 1 | 0 | 4 | 0 | 0 | 0 | 0 | 0
4 | 4 | 22 | 0 | 0 | 3 | 1 | 0 | 3 | 0 | 0 | 0 | 0 | 0
4 | 4 | 23 | 0 | 0 | 2 | 2 | 0 | 2 | 0 | 0 | 0 | 0 | 0
4 | 5 | 0 | 0 | 0 | 2 | 2 | 0 | 2 | 0 | 0 | 0 | 0 | 0
4 | 5 | 1 | 0 | 0 | 1 | 2 | 0 | 1 | 0 | 0 | 0 | 0 | 0
4 | 5 | 2 | 0 | 0 | 1 | 2 | 0 | 1 | 0 | 0 | 0 | 0 | 0
4 | 5 | 3 | 0 | 0 | 0 | 2 | 0 | 0 | 0 | 0 | 0 | 0 | 0
4 | 5 | 4 | 0 | 0 | 0 | 2 | 0 | 0 | 0 | 0 | 0 | 0 | 0
4 | 5 | 5 | 0 | 0 | 1 | 2 | 0 | 1 | 0 | 0 | 0 | 0 | 0
4 | 5 | 6 | 512 | 46 | 4 | 3 | 127.595 | 5.283 | 642778.875 | 593750.188 | 581875.1842 | 615.3246 | 603.0181
4 | 5 | 7 | 769 | 72 | 8 | 3 | 383.702 | 15.947 | 2267895.75 | 2177311.25 | 2133765.025 | 2256.4258 | 2211.2973
4 | 5 | 8 | 885 | 87 | 11 | 2 | 639.332 | 27.606 | 3819612.25 | 3676501 | 3602970.98 | 3810.09 | 3733.8882
4 | 5 | 9 | 945 | 96 | 13 | 1 | 850.612 | 39.85 | 4923660.5 | 4735534.5 | 4640823.81 | 4907.6044 | 4809.4523
4 | 5 | 10 | 976 | 103 | 14 | 1 | 1004.651 | 45.891 | 5702804 | 5479086.5 | 5369504.77 | 5678.1741 | 5564.6106
4 | 5 | 11 | 989 | 106 | 15 | 1 | 1084.208 | 49.541 | 6073229.5 | 5831481 | 5714851.38 | 6043.3731 | 5922.5057
4 | 5 | 12 | 989 | 105 | 16 | 2 | 1084.16 | 45.661 | 6163232 | 5916994.5 | 5798654.61 | 6131.9938 | 6009.354
4 | 5 | 13 | 975 | 102 | 17 | 3 | 1005.655 | 41.559 | 5802109.5 | 5573628.5 | 5462155.93 | 5776.1513 | 5660.6283
4 | 5 | 14 | 943 | 96 | 17 | 3 | 853.682 | 37.962 | 4976802 | 4786349 | 4690622.02 | 4960.2653 | 4861.06
4 | 5 | 15 | 882 | 86 | 16 | 3 | 642.21 | 31.797 | 3782775.5 | 3641056.75 | 3568235.615 | 3773.3578 | 3697.8907
4 | 5 | 16 | 769 | 72 | 14 | 2 | 389.701 | 24.83 | 2240850.25 | 2151070 | 2108048.6 | 2229.2311 | 2184.6464
4 | 5 | 17 | 503 | 49 | 11 | 1 | 133.519 | 15.062 | 663101.688 | 613638.313 | 601365.5467 | 635.9354 | 623.2167
4 | 5 | 18 | 0 | 0 | 9 | 1 | 0 | 9 | 0 | 0 | 0 | 0 | 0
4 | 5 | 19 | 0 | 0 | 8 | 1 | 0 | 8 | 0 | 0 | 0 | 0 | 0
4 | 5 | 20 | 0 | 0 | 7 | 1 | 0 | 7 | 0 | 0 | 0 | 0 | 0
4 | 5 | 21 | 0 | 0 | 6 | 1 | 0 | 6 | 0 | 0 | 0 | 0 | 0
4 | 5 | 22 | 0 | 0 | 5 | 1 | 0 | 5 | 0 | 0 | 0 | 0 | 0
4 | 5 | 23 | 0 | 0 | 4 | 1 | 0 | 4 | 0 | 0 | 0 | 0 | 0
4 | 6 | 0 | 0 | 0 | 4 | 1 | 0 | 4 | 0 | 0 | 0 | 0 | 0
4 | 6 | 1 | 0 | 0 | 3 | 1 | 0 | 3 | 0 | 0 | 0 | 0 | 0
4 | 6 | 2 | 0 | 0 | 3 | 2 | 0 | 3 | 0 | 0 | 0 | 0 | 0
4 | 6 | 3 | 0 | 0 | 3 | 2 | 0 | 3 | 0 | 0 | 0 | 0 | 0
4 | 6 | 4 | 0 | 0 | 3 | 3 | 0 | 3 | 0 | 0 | 0 | 0 | 0
4 | 6 | 5 | 0 | 0 | 3 | 3 | 0 | 3 | 0 | 0 | 0 | 0 | 0
4 | 6 | 6 | 0 | 44 | 5 | 3 | 41.747 | 4.137 | 274535.938 | 233010.422 | 228350.2136 | 241.4771 | 236.6475
4 | 6 | 7 | 217 | 152 | 7 | 3 | 241.306 | 11.236 | 1505277.75 | 1435908.375 | 1407190.2075 | 1488.0834 | 1458.3217
4 | 6 | 8 | 198 | 253 | 8 | 3 | 378.946 | 16.136 | 2380054 | 2286093.5 | 2240371.63 | 2369.1608 | 2321.7776
4 | 6 | 9 | 145 | 343 | 9 | 3 | 468.772 | 19.653 | 2923729.5 | 2812476 | 2756226.48 | 2914.6699 | 2856.3765
4 | 6 | 10 | 103 | 400 | 9 | 2 | 502.111 | 22.332 | 3105545.5 | 2988165 | 2928401.7 | 3096.7427 | 3034.8078
4 | 6 | 11 | 257 | 438 | 10 | 2 | 711.399 | 28.892 | 4300340.5 | 4138410 | 4055641.8 | 4288.7829 | 4203.0072
4 | 6 | 12 | 172 | 447 | 10 | 1 | 638.161 | 31.241 | 3825512.75 | 3682177.75 | 3608534.195 | 3815.973 | 3739.6535
4 | 6 | 13 | 294 | 396 | 11 | 1 | 691.893 | 33.43 | 4114039.5 | 3959545 | 3880354.1 | 4103.4186 | 4021.3503
4 | 6 | 14 | 512 | 263 | 11 | 2 | 691.24 | 29.939 | 4153282 | 3997236 | 3917291.28 | 4142.4792 | 4059.6296
4 | 6 | 15 | 576 | 168 | 10 | 2 | 536.99 | 24.964 | 3251800.75 | 3129366.5 | 3066779.17 | 3243.0749 | 3178.2134
4 | 6 | 16 | 407 | 141 | 9 | 3 | 311.461 | 16.284 | 1886113.25 | 1806528.5 | 1770397.93 | 1872.1703 | 1834.7269
4 | 6 | 17 | 264 | 66 | 7 | 2 | 109.591 | 9.094 | 610713.375 | 562366.125 | 551118.8025 | 582.8002 | 571.1442
4 | 6 | 18 | 0 | 0 | 5 | 2 | 0 | 5 | 0 | 0 | 0 | 0 | 0
4 | 6 | 19 | 0 | 0 | 3 | 2 | 0 | 3 | 0 | 0 | 0 | 0 | 0
4 | 6 | 20 | 0 | 0 | 2 | 2 | 0 | 2 | 0 | 0 | 0 | 0 | 0
4 | 6 | 21 | 0 | 0 | 1 | 2 | 0 | 1 | 0 | 0 | 0 | 0 | 0
4 | 6 | 22 | 0 | 0 | 0 | 2 | 0 | 0 | 0 | 0 | 0 | 0 | 0
4 | 6 | 23 | 0 | 0 | 0 | 2 | 0 | 0 | 0 | 0 | 0 | 0 | 0
4 | 7 | 0 | 0 | 0 | 0 | 2 | 0 | 0 | 0 | 0 | 0 | 0 | 0
4 | 7 | 1 | 0 | 0 | 0 | 1 | 0 | 0 | 0 | 0 | 0 | 0 | 0
4 | 7 | 2 | 0 | 0 | 0 | 1 | 0 | 0 | 0 | 0 | 0 | 0 | 0
4 | 7 | 3 | 0 | 0 | -1 | 1 | 0 | -1 | 0 | 0 | 0 | 0 | 0
4 | 7 | 4 | 0 | 0 | -1 | 1 | 0 | -1 | 0 | 0 | 0 | 0 | 0
4 | 7 | 5 | 0 | 0 | 0 | 1 | 0 | 0 | 0 | 0 | 0 | 0 | 0
4 | 7 | 6 | 458 | 54 | 2 | 1 | 129.698 | 3.687 | 680458.625 | 630622.313 | 618009.8667 | 653.5365 | 640.4658
4 | 7 | 7 | 707 | 85 | 5 | 2 | 376.345 | 13.84 | 2253313.75 | 2163163.25 | 2119899.985 | 2241.7637 | 2196.9285
4 | 7 | 8 | 825 | 105 | 7 | 1 | 625.623 | 26.494 | 3757005.5 | 3616256.5 | 3543931.37 | 3747.6564 | 3672.7033
4 | 7 | 9 | 883 | 121 | 8 | 1 | 836.264 | 34.724 | 4933815.5 | 4745246 | 4650341.08 | 4917.6688 | 4819.3154
4 | 7 | 10 | 580 | 308 | 8 | 1 | 868.644 | 36.538 | 5106241.5 | 4910059 | 4811857.82 | 5088.4704 | 4986.701
4 | 7 | 11 | 473 | 390 | 9 | 0 | 889.858 | 44.61 | 5078996.5 | 4884027 | 4786346.46 | 5061.4925 | 4960.2627
4 | 7 | 12 | 475 | 390 | 9 | 0 | 892.032 | 44.801 | 5087771.5 | 4892412 | 4794563.76 | 5070.1822 | 4968.7786
4 | 7 | 13 | 262 | 404 | 9 | 1 | 670.885 | 32.058 | 4008985.5 | 3858604.5 | 3781432.41 | 3998.8104 | 3918.8342
4 | 7 | 14 | 458 | 279 | 8 | 1 | 664.841 | 29.959 | 3995106.75 | 3845265 | 3768359.7 | 3984.9862 | 3905.2865
4 | 7 | 15 | 469 | 202 | 7 | 1 | 505.736 | 24.244 | 3075442 | 2959087.75 | 2899905.995 | 3066.6089 | 3005.2767
4 | 7 | 16 | 0 | 49 | 6 | 1 | 46.496 | 7.832 | 302084.063 | 260021.688 | 254821.2542 | 269.4698 | 264.0804
4 | 7 | 17 | 0 | 55 | 5 | 1 | 52.154 | 4.31 | 342780.531 | 299917.844 | 293919.4871 | 310.8156 | 304.5993
4 | 7 | 18 | 0 | 0 | 3 | 1 | 0 | 3 | 0 | 0 | 0 | 0 | 0
4 | 7 | 19 | 0 | 0 | 2 | 1 | 0 | 2 | 0 | 0 | 0 | 0 | 0
4 | 7 | 20 | 0 | 0 | 1 | 1 | 0 | 1 | 0 | 0 | 0 | 0 | 0
4 | 7 | 21 | 0 | 0 | 1 | 1 | 0 | 1 | 0 | 0 | 0 | 0 | 0
4 | 7 | 22 | 0 | 0 | 0 | 0 | 0 | 0 | 0 | 0 | 0 | 0 | 0
4 | 7 | 23 | 0 | 0 | 0 | 0 | 0 | 0 | 0 | 0 | 0 | 0 | 0
4 | 8 | 0 | 0 | 0 | 0 | 0 | 0 | 0 | 0 | 0 | 0 | 0 | 0
4 | 8 | 1 | 0 | 0 | 0 | 0 | 0 | 0 | 0 | 0 | 0 | 0 | 0
4 | 8 | 2 | 0 | 0 | 0 | 1 | 0 | 0 | 0 | 0 | 0 | 0 | 0
4 | 8 | 3 | 0 | 0 | 0 | 1 | 0 | 0 | 0 | 0 | 0 | 0 | 0
4 | 8 | 4 | 0 | 0 | -1 | 1 | 0 | -1 | 0 | 0 | 0 | 0 | 0
4 | 8 | 5 | 0 | 0 | 0 | 1 | 0 | 0 | 0 | 0 | 0 | 0 | 0
4 | 8 | 6 | 0 | 43 | 1 | 3 | 40.803 | 0.073 | 271884.438 | 230410.359 | 225802.1518 | 238.7825 | 234.0069
4 | 8 | 7 | 0 | 39 | 3 | 4 | 36.989 | 2.219 | 244768.766 | 203818.906 | 199742.5279 | 211.2249 | 207.0004
4 | 8 | 8 | 60 | 240 | 4 | 4 | 275.509 | 8.562 | 1781290.5 | 1704592.875 | 1670501.0175 | 1766.5308 | 1731.2002
4 | 8 | 9 | 508 | 264 | 5 | 4 | 688.88 | 19.234 | 4297025 | 4135228.25 | 4052523.685 | 4285.4855 | 4199.7758
4 | 8 | 10 | 109 | 402 | 6 | 4 | 509.371 | 17.173 | 3206818.5 | 3085950.25 | 3024231.245 | 3198.081 | 3134.1194
4 | 8 | 11 | 523 | 372 | 7 | 4 | 920.754 | 26.749 | 5608085.5 | 5388863.5 | 5281086.23 | 5584.6727 | 5472.9793
4 | 8 | 12 | 911 | 148 | 8 | 3 | 1055.952 | 33.748 | 6272827 | 5944166.5 | 5825283.17 | 6160.1532 | 6036.9501
4 | 8 | 13 | 391 | 362 | 8 | 3 | 744.367 | 26.915 | 4529791 | 4358453 | 4271283.94 | 4516.8213 | 4426.4849
4 | 8 | 14 | 144 | 348 | 8 | 2 | 473.161 | 21.516 | 2932386.5 | 2820845 | 2764428.1 | 2923.343 | 2864.8761
4 | 8 | 15 | 251 | 253 | 7 | 1 | 417.665 | 20.615 | 2581604 | 2481412.5 | 2431784.25 | 2571.5769 | 2520.1453
4 | 8 | 16 | 88 | 159 | 6 | 1 | 191.179 | 12.138 | 1206760.875 | 1144870.375 | 1121972.9675 | 1186.4703 | 1162.7409
4 | 8 | 17 | 100 | 74 | 5 | 0 | 88.06 | 8.012 | 534417.313 | 487669.938 | 477916.5392 | 505.3899 | 495.2821
4 | 8 | 18 | 0 | 0 | 3 | 0 | 0 | 3 | 0 | 0 | 0 | 0 | 0
4 | 8 | 19 | 0 | 0 | 2 | 1 | 0 | 2 | 0 | 0 | 0 | 0 | 0
4 | 8 | 20 | 0 | 0 | 2 | 2 | 0 | 2 | 0 | 0 | 0 | 0 | 0
4 | 8 | 21 | 0 | 0 | 1 | 2 | 0 | 1 | 0 | 0 | 0 | 0 | 0
4 | 8 | 22 | 0 | 0 | 0 | 2 | 0 | 0 | 0 | 0 | 0 | 0 | 0
4 | 8 | 23 | 0 | 0 | 0 | 1 | 0 | 0 | 0 | 0 | 0 | 0 | 0
4 | 9 | 0 | 0 | 0 | 0 | 0 | 0 | 0 | 0 | 0 | 0 | 0 | 0
4 | 9 | 1 | 0 | 0 | 0 | 0 | 0 | 0 | 0 | 0 | 0 | 0 | 0
4 | 9 | 2 | 0 | 0 | 0 | 0 | 0 | 0 | 0 | 0 | 0 | 0 | 0
4 | 9 | 3 | 0 | 0 | -1 | 0 | 0 | -1 | 0 | 0 | 0 | 0 | 0
4 | 9 | 4 | 0 | 0 | -1 | 0 | 0 | -1 | 0 | 0 | 0 | 0 | 0
4 | 9 | 5 | 0 | 0 | -1 | 1 | 0 | -1 | 0 | 0 | 0 | 0 | 0
4 | 9 | 6 | 500 | 53 | 2 | 1 | 138.441 | 3.988 | 721646.688 | 670919.063 | 657500.6817 | 695.2975 | 681.3916
4 | 9 | 7 | 745 | 80 | 5 | 0 | 390.298 | 19.577 | 2292539 | 2201218.5 | 2157194.13 | 2281.2018 | 2235.5777
4 | 9 | 8 | 862 | 95 | 8 | 0 | 641.83 | 33.11 | 3765198.75 | 3624141.75 | 3551658.915 | 3755.8282 | 3680.7116
4 | 9 | 9 | 924 | 105 | 9 | 0 | 850.982 | 42.181 | 4885167 | 4698717.5 | 4604743.15 | 4869.4496 | 4772.0607
4 | 9 | 10 | 956 | 112 | 10 | 0 | 1002.165 | 48.714 | 5628602 | 5408410 | 5300241.8 | 5604.9295 | 5492.8309
4 | 9 | 11 | 968 | 116 | 11 | 0 | 1079.221 | 52.58 | 5975155 | 5738250 | 5623485 | 5946.7545 | 5827.8194
4 | 9 | 12 | 964 | 118 | 12 | 0 | 1077.245 | 53.788 | 5936299.5 | 5701299.5 | 5587273.51 | 5908.4614 | 5790.2921
4 | 9 | 13 | 943 | 118 | 12 | 1 | 996.097 | 44.714 | 5679921.5 | 5457294 | 5348148.12 | 5655.5897 | 5542.4779
4 | 9 | 14 | 322 | 328 | 12 | 1 | 600.785 | 33.295 | 3569094.25 | 3435312.75 | 3366606.495 | 3560.1379 | 3488.9352
4 | 9 | 15 | 546 | 179 | 11 | 0 | 530.025 | 33.676 | 3113663.25 | 2996005.25 | 2936085.145 | 3104.8678 | 3042.7705
4 | 9 | 16 | 306 | 149 | 10 | 0 | 275.331 | 23.574 | 1636931.125 | 1564115.875 | 1532833.5575 | 1620.9494 | 1588.5304
4 | 9 | 17 | 457 | 58 | 8 | 0 | 135.6 | 14.033 | 695632.125 | 645468.438 | 632559.0692 | 668.9221 | 655.5437
4 | 9 | 18 | 0 | 0 | 6 | 0 | 0 | 6 | 0 | 0 | 0 | 0 | 0
4 | 9 | 19 | 0 | 0 | 5 | 1 | 0 | 5 | 0 | 0 | 0 | 0 | 0
4 | 9 | 20 | 0 | 0 | 4 | 1 | 0 | 4 | 0 | 0 | 0 | 0 | 0
4 | 9 | 21 | 0 | 0 | 3 | 0 | 0 | 3 | 0 | 0 | 0 | 0 | 0
4 | 9 | 22 | 0 | 0 | 2 | 0 | 0 | 2 | 0 | 0 | 0 | 0 | 0
4 | 9 | 23 | 0 | 0 | 1 | 0 | 0 | 1 | 0 | 0 | 0 | 0 | 0
4 | 10 | 0 | 0 | 0 | 0 | 0 | 0 | 0 | 0 | 0 | 0 | 0 | 0
4 | 10 | 1 | 0 | 0 | 0 | 1 | 0 | 0 | 0 | 0 | 0 | 0 | 0
4 | 10 | 2 | 0 | 0 | 0 | 1 | 0 | 0 | 0 | 0 | 0 | 0 | 0
4 | 10 | 3 | 0 | 0 | 0 | 1 | 0 | 0 | 0 | 0 | 0 | 0 | 0
4 | 10 | 4 | 0 | 0 | 0 | 1 | 0 | 0 | 0 | 0 | 0 | 0 | 0
4 | 10 | 5 | 0 | 0 | 1 | 1 | 0 | 1 | 0 | 0 | 0 | 0 | 0
4 | 10 | 6 | 181 | 68 | 4 | 1 | 97.431 | 4.585 | 571506.625 | 523985.281 | 513505.5754 | 543.0248 | 532.1643
4 | 10 | 7 | 326 | 147 | 8 | 0 | 282.557 | 17.978 | 1711194.25 | 1636395.375 | 1603667.4675 | 1695.8553 | 1661.9382
4 | 10 | 8 | 864 | 97 | 11 | 0 | 647.08 | 35.383 | 3766024.25 | 3624936.25 | 3552437.525 | 3756.6516 | 3681.5186
4 | 10 | 9 | 586 | 244 | 12 | 0 | 731.962 | 41.309 | 4219527 | 4060844.25 | 3979627.365 | 4208.3987 | 4124.2307
4 | 10 | 10 | 639 | 280 | 14 | 1 | 896.91 | 42.458 | 5158623 | 4960097 | 4860895.06 | 5140.3266 | 5037.5201
4 | 10 | 11 | 593 | 338 | 15 | 1 | 955.125 | 45.64 | 5430450 | 5219533 | 5115142.34 | 5409.1894 | 5301.0057
4 | 10 | 12 | 966 | 117 | 16 | 1 | 1078.927 | 50.125 | 6030350.5 | 5790725.5 | 5674910.99 | 6001.1367 | 5881.114
4 | 10 | 13 | 953 | 112 | 17 | 2 | 999.48 | 44.524 | 5703306 | 5479564.5 | 5369973.21 | 5678.6694 | 5565.096
4 | 10 | 14 | 624 | 230 | 17 | 3 | 746.247 | 35.508 | 4393796 | 4228066.5 | 4143505.17 | 4381.6971 | 4294.0632
4 | 10 | 15 | 868 | 91 | 17 | 3 | 640.791 | 32.479 | 3767048 | 3625921.5 | 3553403.07 | 3757.6726 | 3682.5192
4 | 10 | 16 | 763 | 74 | 15 | 3 | 391.121 | 24.412 | 2255899 | 2165671.75 | 2122358.315 | 2244.3634 | 2199.4761
4 | 10 | 17 | 536 | 49 | 11 | 2 | 140.318 | 14.253 | 696259.5 | 646082.313 | 633160.6667 | 669.5583 | 656.1671
4 | 10 | 18 | 0 | 0 | 8 | 2 | 0 | 8 | 0 | 0 | 0 | 0 | 0
4 | 10 | 19 | 0 | 0 | 7 | 1 | 0 | 7 | 0 | 0 | 0 | 0 | 0
4 | 10 | 20 | 0 | 0 | 6 | 1 | 0 | 6 | 0 | 0 | 0 | 0 | 0
4 | 10 | 21 | 0 | 0 | 6 | 0 | 0 | 6 | 0 | 0 | 0 | 0 | 0
4 | 10 | 22 | 0 | 0 | 5 | 0 | 0 | 5 | 0 | 0 | 0 | 0 | 0
4 | 10 | 23 | 0 | 0 | 4 | 0 | 0 | 4 | 0 | 0 | 0 | 0 | 0
4 | 11 | 0 | 0 | 0 | 4 | 0 | 0 | 4 | 0 | 0 | 0 | 0 | 0
4 | 11 | 1 | 0 | 0 | 4 | 1 | 0 | 4 | 0 | 0 | 0 | 0 | 0
4 | 11 | 2 | 0 | 0 | 4 | 1 | 0 | 4 | 0 | 0 | 0 | 0 | 0
4 | 11 | 3 | 0 | 0 | 4 | 2 | 0 | 4 | 0 | 0 | 0 | 0 | 0
4 | 11 | 4 | 0 | 0 | 3 | 2 | 0 | 3 | 0 | 0 | 0 | 0 | 0
4 | 11 | 5 | 0 | 0 | 4 | 2 | 0 | 4 | 0 | 0 | 0 | 0 | 0
4 | 11 | 6 | 608 | 46 | 8 | 2 | 153.917 | 10.194 | 767327.875 | 715601.438 | 701289.4092 | 741.6035 | 726.7714
4 | 11 | 7 | 820 | 68 | 12 | 3 | 412.742 | 20.693 | 2412192.5 | 2317252.75 | 2270907.695 | 2401.4522 | 2353.4232
4 | 11 | 8 | 917 | 81 | 17 | 4 | 663.051 | 30.815 | 3921728.5 | 3774720.5 | 3699226.09 | 3911.8784 | 3833.6408
4 | 11 | 9 | 966 | 90 | 21 | 5 | 871.909 | 37.766 | 5087881 | 4892516.5 | 4794666.17 | 5070.2905 | 4968.8847
4 | 11 | 10 | 991 | 96 | 22 | 6 | 1020.047 | 39.916 | 5921557 | 5687277.5 | 5573531.95 | 5893.9299 | 5776.0513
4 | 11 | 11 | 997 | 100 | 23 | 6 | 1092.757 | 42.373 | 6289387 | 5944166.5 | 5825283.17 | 6160.1532 | 6036.9501
4 | 11 | 12 | 989 | 102 | 24 | 7 | 1086.282 | 41.615 | 6269752.5 | 5944166.5 | 5825283.17 | 6160.1532 | 6036.9501
4 | 11 | 13 | 963 | 102 | 24 | 7 | 998.556 | 40.211 | 5790375.5 | 5562459.5 | 5451210.31 | 5764.5765 | 5649.285
4 | 11 | 14 | 911 | 103 | 23 | 7 | 838.63 | 36.554 | 4915211 | 4727454 | 4632904.92 | 4899.2303 | 4801.2457
4 | 11 | 15 | 704 | 135 | 22 | 8 | 586.129 | 30.538 | 3475886.25 | 3345492.5 | 3278582.65 | 3467.054 | 3397.7129
4 | 11 | 16 | 287 | 155 | 21 | 7 | 273.558 | 25.024 | 1621714 | 1549301.625 | 1518315.5925 | 1605.5969 | 1573.485
4 | 11 | 17 | 191 | 73 | 18 | 6 | 103.233 | 19.019 | 577205.875 | 529565 | 518973.7 | 548.8072 | 537.8311
4 | 11 | 18 | 0 | 0 | 15 | 5 | 0 | 15 | 0 | 0 | 0 | 0 | 0
4 | 11 | 19 | 0 | 0 | 13 | 4 | 0 | 13 | 0 | 0 | 0 | 0 | 0
4 | 11 | 20 | 0 | 0 | 11 | 4 | 0 | 11 | 0 | 0 | 0 | 0 | 0
4 | 11 | 21 | 0 | 0 | 10 | 4 | 0 | 10 | 0 | 0 | 0 | 0 | 0
4 | 11 | 22 | 0 | 0 | 9 | 4 | 0 | 9 | 0 | 0 | 0 | 0 | 0
4 | 11 | 23 | 0 | 0 | 8 | 4 | 0 | 8 | 0 | 0 | 0 | 0 | 0
4 | 12 | 0 | 0 | 0 | 7 | 5 | 0 | 7 | 0 | 0 | 0 | 0 | 0
4 | 12 | 1 | 0 | 0 | 6 | 4 | 0 | 6 | 0 | 0 | 0 | 0 | 0
4 | 12 | 2 | 0 | 0 | 5 | 4 | 0 | 5 | 0 | 0 | 0 | 0 | 0
4 | 12 | 3 | 0 | 0 | 4 | 4 | 0 | 4 | 0 | 0 | 0 | 0 | 0
4 | 12 | 4 | 0 | 0 | 3 | 3 | 0 | 3 | 0 | 0 | 0 | 0 | 0
4 | 12 | 5 | 0 | 0 | 4 | 3 | 0 | 4 | 0 | 0 | 0 | 0 | 0
4 | 12 | 6 | 553 | 51 | 7 | 4 | 150.058 | 8.697 | 766932.25 | 715214.5 | 700910.21 | 741.2025 | 726.3784
4 | 12 | 7 | 763 | 77 | 10 | 6 | 400.421 | 16.018 | 2385697.75 | 2291566 | 2245734.68 | 2374.8321 | 2327.3355
4 | 12 | 8 | 867 | 92 | 13 | 7 | 647.346 | 22.738 | 3941978.25 | 3794191 | 3718307.18 | 3932.0564 | 3853.4152
4 | 12 | 9 | 930 | 101 | 14 | 7 | 856.497 | 27.369 | 5188966 | 4989076 | 4889294.48 | 5170.3586 | 5066.9514
4 | 12 | 10 | 967 | 104 | 15 | 6 | 1007.833 | 32.642 | 6007962 | 5769442 | 5654053.16 | 5979.0799 | 5859.4983
4 | 12 | 11 | 985 | 104 | 16 | 6 | 1086.25 | 35.209 | 6418892 | 5944166.5 | 5825283.17 | 6160.1532 | 6036.9501
4 | 12 | 12 | 983 | 104 | 17 | 6 | 1083.257 | 36.262 | 6376707 | 5944166.5 | 5825283.17 | 6160.1532 | 6036.9501
4 | 12 | 13 | 963 | 104 | 17 | 6 | 1001.208 | 34.829 | 5921318.5 | 5687050.5 | 5573309.49 | 5893.6946 | 5775.8207
4 | 12 | 14 | 923 | 100 | 16 | 6 | 845.379 | 30.997 | 5055196 | 4861283.5 | 4764057.83 | 5037.9226 | 4937.1642
4 | 12 | 15 | 857 | 93 | 15 | 6 | 636.717 | 26.131 | 3829236.75 | 3685760.75 | 3612045.535 | 3819.6862 | 3743.2925
4 | 12 | 16 | 746 | 78 | 13 | 6 | 388.954 | 19.482 | 2285234.25 | 2194132.25 | 2150249.605 | 2273.858 | 2228.3809
4 | 12 | 17 | 0 | 14 | 11 | 5 | 13.25 | 10.502 | 85323.508 | 47378.402 | 46430.834 | 49.0999 | 48.1179
4 | 12 | 18 | 0 | 0 | 9 | 4 | 0 | 9 | 0 | 0 | 0 | 0 | 0
4 | 12 | 19 | 0 | 0 | 7 | 3 | 0 | 7 | 0 | 0 | 0 | 0 | 0
4 | 12 | 20 | 0 | 0 | 6 | 2 | 0 | 6 | 0 | 0 | 0 | 0 | 0
4 | 12 | 21 | 0 | 0 | 5 | 2 | 0 | 5 | 0 | 0 | 0 | 0 | 0
4 | 12 | 22 | 0 | 0 | 4 | 1 | 0 | 4 | 0 | 0 | 0 | 0 | 0
4 | 12 | 23 | 0 | 0 | 3 | 1 | 0 | 3 | 0 | 0 | 0 | 0 | 0
4 | 13 | 0 | 0 | 0 | 2 | 1 | 0 | 2 | 0 | 0 | 0 | 0 | 0
4 | 13 | 1 | 0 | 0 | 1 | 1 | 0 | 1 | 0 | 0 | 0 | 0 | 0
4 | 13 | 2 | 0 | 0 | 1 | 2 | 0 | 1 | 0 | 0 | 0 | 0 | 0
4 | 13 | 3 | 0 | 0 | 1 | 2 | 0 | 1 | 0 | 0 | 0 | 0 | 0
4 | 13 | 4 | 0 | 0 | 1 | 2 | 0 | 1 | 0 | 0 | 0 | 0 | 0
4 | 13 | 5 | 0 | 0 | 2 | 2 | 0 | 2 | 0 | 0 | 0 | 0 | 0
4 | 13 | 6 | 617 | 46 | 6 | 2 | 158.923 | 8.32 | 802036.875 | 749544.25 | 734553.365 | 776.7796 | 761.244
4 | 13 | 7 | 807 | 68 | 9 | 1 | 411.344 | 20.792 | 2408278.25 | 2313458.25 | 2267189.085 | 2397.5198 | 2349.5694
4 | 13 | 8 | 897 | 85 | 11 | 1 | 658.551 | 31.449 | 3888693.5 | 3742952 | 3668092.96 | 3878.9555 | 3801.3764
4 | 13 | 9 | 945 | 97 | 13 | 2 | 865.851 | 36.191 | 5082509.5 | 4887384 | 4789636.32 | 5064.9715 | 4963.6721
4 | 13 | 10 | 972 | 105 | 14 | 3 | 1014.78 | 38.393 | 5924374.5 | 5689957.5 | 5576158.35 | 5896.7072 | 5778.7731
4 | 13 | 11 | 983 | 109 | 15 | 4 | 1090.568 | 39.049 | 6354616 | 5944166.5 | 5825283.17 | 6160.1532 | 6036.9501
4 | 13 | 12 | 976 | 112 | 16 | 4 | 1085.568 | 40.052 | 6302094 | 5944166.5 | 5825283.17 | 6160.1532 | 6036.9501
4 | 13 | 13 | 952 | 114 | 16 | 4 | 1002.169 | 38.313 | 5852232.5 | 5621327 | 5508900.46 | 5825.583 | 5709.0713
4 | 13 | 14 | 913 | 110 | 16 | 4 | 848.302 | 34.935 | 5001574.5 | 4810031.5 | 4713830.87 | 4984.8083 | 4885.1122
4 | 13 | 15 | 847 | 101 | 15 | 4 | 639.194 | 29.223 | 3803439.75 | 3660940.75 | 3587721.935 | 3793.9643 | 3718.0851
4 | 13 | 16 | 728 | 86 | 14 | 3 | 389.884 | 23.388 | 2264097.25 | 2173626 | 2130153.48 | 2252.6067 | 2207.5545
4 | 13 | 17 | 480 | 60 | 11 | 1 | 142.362 | 15.351 | 727185.438 | 676337.313 | 662810.5667 | 700.9126 | 686.8944
4 | 13 | 18 | 0 | 0 | 8 | 1 | 0 | 8 | 0 | 0 | 0 | 0 | 0
4 | 13 | 19 | 0 | 0 | 6 | 1 | 0 | 6 | 0 | 0 | 0 | 0 | 0
4 | 13 | 20 | 0 | 0 | 6 | 1 | 0 | 6 | 0 | 0 | 0 | 0 | 0
4 | 13 | 21 | 0 | 0 | 5 | 1 | 0 | 5 | 0 | 0 | 0 | 0 | 0
4 | 13 | 22 | 0 | 0 | 4 | 2 | 0 | 4 | 0 | 0 | 0 | 0 | 0
4 | 13 | 23 | 0 | 0 | 3 | 3 | 0 | 3 | 0 | 0 | 0 | 0 | 0
4 | 14 | 0 | 0 | 0 | 2 | 4 | 0 | 2 | 0 | 0 | 0 | 0 | 0
4 | 14 | 1 | 0 | 0 | 1 | 3 | 0 | 1 | 0 | 0 | 0 | 0 | 0
4 | 14 | 2 | 0 | 0 | 0 | 2 | 0 | 0 | 0 | 0 | 0 | 0 | 0
4 | 14 | 3 | 0 | 0 | 0 | 2 | 0 | 0 | 0 | 0 | 0 | 0 | 0
4 | 14 | 4 | 0 | 0 | 0 | 2 | 0 | 0 | 0 | 0 | 0 | 0 | 0
4 | 14 | 5 | 0 | 0 | 1 | 2 | 0 | 1 | 0 | 0 | 0 | 0 | 0
4 | 14 | 6 | 528 | 57 | 3 | 1 | 154.35 | 5.543 | 813186.813 | 760446.75 | 745237.815 | 788.0783 | 772.3167
4 | 14 | 7 | 754 | 82 | 6 | 1 | 405.395 | 17.643 | 2408407 | 2313582.75 | 2267311.095 | 2397.6489 | 2349.6959
4 | 14 | 8 | 865 | 96 | 9 | 2 | 653.801 | 26.117 | 3936692 | 3789108.25 | 3713326.085 | 3926.7889 | 3848.2531
4 | 14 | 9 | 922 | 107 | 10 | 3 | 859.453 | 30.507 | 5149964.5 | 4951827 | 4852790.46 | 5131.7561 | 5029.121
4 | 14 | 10 | 948 | 118 | 11 | 4 | 1007.53 | 33.164 | 5995146.5 | 5757258 | 5642112.84 | 5966.4532 | 5847.1241
4 | 14 | 11 | 953 | 127 | 12 | 4 | 1080.841 | 35.955 | 6369709 | 5944166.5 | 5825283.17 | 6160.1532 | 6036.9501
4 | 14 | 12 | 946 | 132 | 13 | 4 | 1077.653 | 36.991 | 6326925.5 | 5944166.5 | 5825283.17 | 6160.1532 | 6036.9501
4 | 14 | 13 | 924 | 132 | 13 | 4 | 995.642 | 35.273 | 5879135 | 5646923 | 5533984.54 | 5852.109 | 5735.0669
4 | 14 | 14 | 357 | 327 | 13 | 3 | 626.64 | 28.864 | 3781933 | 3640245.75 | 3567440.835 | 3772.5174 | 3697.067
4 | 14 | 15 | 177 | 269 | 12 | 2 | 381.725 | 22.601 | 2347158.5 | 2254195 | 2209111.1 | 2336.1032 | 2289.3811
4 | 14 | 16 | 349 | 160 | 10 | 1 | 303.765 | 19.509 | 1830152.25 | 1752115.875 | 1717073.5575 | 1815.7806 | 1779.465
4 | 14 | 17 | 327 | 64 | 8 | 0 | 118.976 | 13.631 | 638464.688 | 589527.938 | 577737.3792 | 610.949 | 598.73
4 | 14 | 18 | 0 | 0 | 6 | 1 | 0 | 6 | 0 | 0 | 0 | 0 | 0
4 | 14 | 19 | 0 | 0 | 5 | 2 | 0 | 5 | 0 | 0 | 0 | 0 | 0
4 | 14 | 20 | 0 | 0 | 3 | 3 | 0 | 3 | 0 | 0 | 0 | 0 | 0
4 | 14 | 21 | 0 | 0 | 3 | 2 | 0 | 3 | 0 | 0 | 0 | 0 | 0
4 | 14 | 22 | 0 | 0 | 2 | 2 | 0 | 2 | 0 | 0 | 0 | 0 | 0
4 | 14 | 23 | 0 | 0 | 1 | 2 | 0 | 1 | 0 | 0 | 0 | 0 | 0
4 | 15 | 0 | 0 | 0 | 0 | 2 | 0 | 0 | 0 | 0 | 0 | 0 | 0
4 | 15 | 1 | 0 | 0 | 0 | 2 | 0 | 0 | 0 | 0 | 0 | 0 | 0
4 | 15 | 2 | 0 | 0 | 0 | 2 | 0 | 0 | 0 | 0 | 0 | 0 | 0
4 | 15 | 3 | 0 | 0 | 0 | 2 | 0 | 0 | 0 | 0 | 0 | 0 | 0
4 | 15 | 4 | 0 | 0 | 0 | 2 | 0 | 0 | 0 | 0 | 0 | 0 | 0
4 | 15 | 5 | 0 | 0 | 0 | 2 | 0 | 0 | 0 | 0 | 0 | 0 | 0
4 | 15 | 6 | 0 | 33 | 0 | 2 | 31.284 | -1.382 | 209433.453 | 169160.906 | 165777.6879 | 175.3075 | 171.8014
4 | 15 | 7 | 0 | 81 | 1 | 2 | 77.002 | 1.069 | 511449.531 | 465177.844 | 455874.2871 | 482.0805 | 472.4389
4 | 15 | 8 | 8 | 176 | 2 | 3 | 174.119 | 4.66 | 1142551.75 | 1082209.125 | 1060564.9425 | 1121.5322 | 1099.1015
4 | 15 | 9 | 80 | 346 | 3 | 3 | 411.694 | 11.801 | 2638259 | 2536277.75 | 2485552.195 | 2628.4357 | 2575.867
4 | 15 | 10 | 45 | 371 | 4 | 3 | 416.208 | 13.544 | 2652918 | 2550471 | 2499461.58 | 2643.1447 | 2590.2818
4 | 15 | 11 | 189 | 464 | 4 | 2 | 671.036 | 21.781 | 4158812 | 4002547 | 3922496.06 | 4147.9832 | 4065.0235
4 | 15 | 12 | 400 | 403 | 5 | 2 | 824.267 | 27.567 | 5006074.5 | 4814333.5 | 4718046.83 | 4989.2667 | 4889.4813
4 | 15 | 13 | 482 | 361 | 5 | 2 | 833.678 | 28.3 | 5048507.5 | 4854891.5 | 4757793.67 | 5031.2984 | 4930.6724
4 | 15 | 14 | 161 | 360 | 5 | 2 | 497.199 | 19.551 | 3102226.75 | 2984959.5 | 2925260.31 | 3093.4207 | 3031.5523
4 | 15 | 15 | 100 | 265 | 4 | 2 | 324.614 | 12.75 | 2067787.875 | 1983063.625 | 1943402.3525 | 2055.12 | 2014.0176
4 | 15 | 16 | 76 | 167 | 3 | 3 | 193.482 | 6.842 | 1245887 | 1183042.75 | 1159381.895 | 1226.0297 | 1201.5091
4 | 15 | 17 | 25 | 73 | 2 | 3 | 73.551 | 2.468 | 476822.375 | 431262.656 | 422637.4029 | 446.933 | 437.9943
4 | 15 | 18 | 0 | 0 | 0 | 3 | 0 | 0 | 0 | 0 | 0 | 0 | 0
4 | 15 | 19 | 0 | 0 | 0 | 3 | 0 | 0 | 0 | 0 | 0 | 0 | 0
4 | 15 | 20 | 0 | 0 | 0 | 3 | 0 | 0 | 0 | 0 | 0 | 0 | 0
4 | 15 | 21 | 0 | 0 | 0 | 3 | 0 | 0 | 0 | 0 | 0 | 0 | 0
4 | 15 | 22 | 0 | 0 | 0 | 3 | 0 | 0 | 0 | 0 | 0 | 0 | 0
4 | 15 | 23 | 0 | 0 | -1 | 3 | 0 | -1 | 0 | 0 | 0 | 0 | 0
4 | 16 | 0 | 0 | 0 | -1 | 2 | 0 | -1 | 0 | 0 | 0 | 0 | 0
4 | 16 | 1 | 0 | 0 | -1 | 2 | 0 | -1 | 0 | 0 | 0 | 0 | 0
4 | 16 | 2 | 0 | 0 | -2 | 2 | 0 | -2 | 0 | 0 | 0 | 0 | 0
4 | 16 | 3 | 0 | 0 | -2 | 2 | 0 | -2 | 0 | 0 | 0 | 0 | 0
4 | 16 | 4 | 0 | 0 | -2 | 1 | 0 | -2 | 0 | 0 | 0 | 0 | 0
4 | 16 | 5 | 0 | 0 | -2 | 1 | 0 | -2 | 0 | 0 | 0 | 0 | 0
4 | 16 | 6 | 80 | 82 | -1 | 1 | 93.641 | -0.595 | 594968 | 546953.375 | 536014.3075 | 566.8274 | 555.4909
4 | 16 | 7 | 63 | 170 | 0 | 1 | 192.093 | 4.385 | 1250222.875 | 1187272.375 | 1163526.9275 | 1230.413 | 1205.8047
4 | 16 | 8 | 3 | 149 | 0 | 2 | 144.551 | 2.626 | 955080.063 | 899134.063 | 881151.3817 | 931.8049 | 913.1688
4 | 16 | 9 | 25 | 280 | 0 | 2 | 292.084 | 6.616 | 1904822 | 1824715.875 | 1788221.5575 | 1891.0186 | 1853.1982
4 | 16 | 10 | 85 | 411 | 0 | 2 | 495.216 | 12.766 | 3164676 | 3045265.75 | 2984360.435 | 3155.9182 | 3092.7999
4 | 16 | 11 | 150 | 464 | 1 | 2 | 632.222 | 18.134 | 3967738.25 | 3818956.5 | 3742577.37 | 3957.7217 | 3878.5673
4 | 16 | 12 | 54 | 414 | 1 | 1 | 473.652 | 17.387 | 2980183.5 | 2867046 | 2809705.08 | 2971.2227 | 2911.7983
4 | 16 | 13 | 114 | 421 | 2 | 1 | 531.884 | 19.349 | 3323779.5 | 3198817 | 3134840.66 | 3315.0489 | 3248.7479
4 | 16 | 14 | 105 | 353 | 2 | 1 | 437.862 | 16.727 | 2759209.25 | 2653351.25 | 2600284.225 | 2749.7632 | 2694.7679
4 | 16 | 15 | 186 | 271 | 1 | 1 | 388.968 | 13.743 | 2464908.75 | 2368351 | 2320983.98 | 2454.4072 | 2405.319
4 | 16 | 16 | 349 | 152 | 1 | 1 | 295.83 | 10.49 | 1836064.375 | 1757865.25 | 1722707.945 | 1821.7389 | 1785.3041
4 | 16 | 17 | 437 | 57 | 0 | 0 | 132.71 | 6.257 | 702851.875 | 652532.063 | 639481.4217 | 676.2424 | 662.7176
4 | 16 | 18 | 0 | 0 | 0 | 0 | 0 | 0 | 0 | 0 | 0 | 0 | 0
4 | 16 | 19 | 0 | 0 | -1 | 1 | 0 | -1 | 0 | 0 | 0 | 0 | 0
4 | 16 | 20 | 0 | 0 | -1 | 1 | 0 | -1 | 0 | 0 | 0 | 0 | 0
4 | 16 | 21 | 0 | 0 | -2 | 1 | 0 | -2 | 0 | 0 | 0 | 0 | 0
4 | 16 | 22 | 0 | 0 | -3 | 1 | 0 | -3 | 0 | 0 | 0 | 0 | 0
4 | 16 | 23 | 0 | 0 | -3 | 1 | 0 | -3 | 0 | 0 | 0 | 0 | 0
4 | 17 | 0 | 0 | 0 | -4 | 1 | 0 | -4 | 0 | 0 | 0 | 0 | 0
4 | 17 | 1 | 0 | 0 | -4 | 1 | 0 | -4 | 0 | 0 | 0 | 0 | 0
4 | 17 | 2 | 0 | 0 | -4 | 1 | 0 | -4 | 0 | 0 | 0 | 0 | 0
4 | 17 | 3 | 0 | 0 | -5 | 1 | 0 | -5 | 0 | 0 | 0 | 0 | 0
4 | 17 | 4 | 0 | 0 | -5 | 1 | 0 | -5 | 0 | 0 | 0 | 0 | 0
4 | 17 | 5 | 74 | 11 | -3 | 1 | 8.375 | -5.627 | 56826.457 | 19404.43 | 19016.3414 | 20.1095 | 19.7073
4 | 17 | 6 | 557 | 59 | 0 | 1 | 165.927 | 2.978 | 887050.75 | 832654.875 | 816001.7775 | 862.9101 | 845.6519
4 | 17 | 7 | 755 | 86 | 2 | 2 | 414.755 | 12.069 | 2518126.25 | 2419920 | 2371521.6 | 2507.85 | 2457.693
4 | 17 | 8 | 856 | 103 | 4 | 2 | 660.257 | 21.491 | 4043281.25 | 3891563.75 | 3813732.475 | 4032.9672 | 3952.3079
4 | 17 | 9 | 914 | 113 | 5 | 2 | 863.403 | 28.538 | 5210923 | 5010043 | 4909842.14 | 5192.0874 | 5088.2457
4 | 17 | 10 | 948 | 118 | 6 | 2 | 1010.733 | 33.854 | 5999492 | 5761389.5 | 5646161.71 | 5970.7348 | 5851.3201
4 | 17 | 11 | 962 | 120 | 7 | 2 | 1084.687 | 37.078 | 6366310.5 | 5944166.5 | 5825283.17 | 6160.1532 | 6036.9501
4 | 17 | 12 | 959 | 122 | 7 | 2 | 1081.564 | 37.223 | 6344558 | 5944166.5 | 5825283.17 | 6160.1532 | 6036.9501
4 | 17 | 13 | 937 | 122 | 8 | 2 | 998.245 | 36.076 | 5877387 | 5645260.5 | 5532355.29 | 5850.3861 | 5733.3784
4 | 17 | 14 | 48 | 319 | 8 | 1 | 356.857 | 22.274 | 2207035.5 | 2118255.5 | 2075890.39 | 2195.2242 | 2151.3197
4 | 17 | 15 | 315 | 255 | 7 | 1 | 457.967 | 21.292 | 2821958.25 | 2714059 | 2659777.82 | 2812.6768 | 2756.4232
4 | 17 | 16 | 143 | 174 | 6 | 0 | 230.261 | 17.463 | 1420855.75 | 1353648.625 | 1326575.6525 | 1402.8347 | 1374.778
4 | 17 | 17 | 63 | 78 | 5 | 0 | 84.779 | 8.435 | 526263.688 | 479685.5 | 470091.79 | 497.1153 | 487.173
4 | 17 | 18 | 0 | 0 | 3 | 0 | 0 | 3 | 0 | 0 | 0 | 0 | 0
4 | 17 | 19 | 0 | 0 | 2 | 1 | 0 | 2 | 0 | 0 | 0 | 0 | 0
4 | 17 | 20 | 0 | 0 | 1 | 2 | 0 | 1 | 0 | 0 | 0 | 0 | 0
4 | 17 | 21 | 0 | 0 | 1 | 3 | 0 | 1 | 0 | 0 | 0 | 0 | 0
4 | 17 | 22 | 0 | 0 | 0 | 3 | 0 | 0 | 0 | 0 | 0 | 0 | 0
4 | 17 | 23 | 0 | 0 | 0 | 2 | 0 | 0 | 0 | 0 | 0 | 0 | 0
4 | 18 | 0 | 0 | 0 | 0 | 2 | 0 | 0 | 0 | 0 | 0 | 0 | 0
4 | 18 | 1 | 0 | 0 | 0 | 2 | 0 | 0 | 0 | 0 | 0 | 0 | 0
4 | 18 | 2 | 0 | 0 | 0 | 2 | 0 | 0 | 0 | 0 | 0 | 0 | 0
4 | 18 | 3 | 0 | 0 | 0 | 2 | 0 | 0 | 0 | 0 | 0 | 0 | 0
4 | 18 | 4 | 0 | 0 | -1 | 2 | 0 | -1 | 0 | 0 | 0 | 0 | 0
4 | 18 | 5 | 0 | 1 | 0 | 3 | 0.944 | -1.947 | 6333.771 | 0 | 0 | 0 | 0
4 | 18 | 6 | 0 | 9 | 0 | 4 | 8.515 | -1.53 | 57030.527 | 19604.768 | 19212.6726 | 20.3171 | 19.9108
4 | 18 | 7 | 0 | 8 | 0 | 5 | 7.578 | -1.33 | 50724.996 | 13414.413 | 13146.1247 | 13.9018 | 13.6238
4 | 18 | 8 | 0 | 113 | 1 | 6 | 107.73 | 1.596 | 714326.625 | 663758.125 | 650482.9625 | 687.8764 | 674.1188
4 | 18 | 9 | 11 | 200 | 1 | 6 | 201.423 | 3.387 | 1327644.75 | 1262781.75 | 1237526.115 | 1308.6661 | 1282.4927
4 | 18 | 10 | 47 | 378 | 2 | 6 | 424.78 | 8.464 | 2753852.5 | 2648167.75 | 2595204.395 | 2744.3913 | 2689.5035
4 | 18 | 11 | 58 | 422 | 2 | 6 | 485.741 | 9.835 | 3134936 | 3016548.75 | 2956217.775 | 3126.1578 | 3063.6346
4 | 18 | 12 | 175 | 466 | 3 | 5 | 657.993 | 15.277 | 4169781 | 4013080.5 | 3932818.89 | 4158.8994 | 4075.7214
4 | 18 | 13 | 921 | 131 | 4 | 4 | 993.113 | 25.69 | 6068367 | 5826859.5 | 5710322.31 | 6038.5837 | 5917.812
4 | 18 | 14 | 484 | 284 | 5 | 2 | 689.759 | 25.134 | 4216416 | 4057857.5 | 3976700.35 | 4205.3034 | 4121.1973
4 | 18 | 15 | 514 | 198 | 5 | 2 | 529.574 | 19.922 | 3268617 | 3145594.5 | 3082682.61 | 3259.8925 | 3194.6947
4 | 18 | 16 | 774 | 78 | 5 | 1 | 402.376 | 18.49 | 2373874.25 | 2280101.75 | 2234499.715 | 2362.9513 | 2315.6923
4 | 18 | 17 | 421 | 60 | 3 | 0 | 133.283 | 10.377 | 703074.188 | 652749.563 | 639694.5717 | 676.4678 | 662.9385
4 | 18 | 18 | 0 | 0 | 1 | 0 | 0 | 1 | 0 | 0 | 0 | 0 | 0
4 | 18 | 19 | 0 | 0 | 0 | 0 | 0 | 0 | 0 | 0 | 0 | 0 | 0
4 | 18 | 20 | 0 | 0 | 0 | 1 | 0 | 0 | 0 | 0 | 0 | 0 | 0
4 | 18 | 21 | 0 | 0 | 0 | 1 | 0 | 0 | 0 | 0 | 0 | 0 | 0
4 | 18 | 22 | 0 | 0 | -1 | 1 | 0 | -1 | 0 | 0 | 0 | 0 | 0
4 | 18 | 23 | 0 | 0 | -2 | 1 | 0 | -2 | 0 | 0 | 0 | 0 | 0
4 | 19 | 0 | 0 | 0 | -2 | 1 | 0 | -2 | 0 | 0 | 0 | 0 | 0
4 | 19 | 1 | 0 | 0 | -3 | 1 | 0 | -3 | 0 | 0 | 0 | 0 | 0
4 | 19 | 2 | 0 | 0 | -3 | 2 | 0 | -3 | 0 | 0 | 0 | 0 | 0
4 | 19 | 3 | 0 | 0 | -3 | 2 | 0 | -3 | 0 | 0 | 0 | 0 | 0
4 | 19 | 4 | 0 | 0 | -3 | 2 | 0 | -3 | 0 | 0 | 0 | 0 | 0
4 | 19 | 5 | 132 | 13 | -1 | 3 | 9.333 | -2.743 | 62750.328 | 25219.914 | 24715.5157 | 26.1363 | 25.6136
4 | 19 | 6 | 635 | 53 | 2 | 3 | 178.107 | 4.567 | 934765.563 | 879284.938 | 861699.2392 | 911.2346 | 893.0099
4 | 19 | 7 | 820 | 74 | 5 | 2 | 434.01 | 15.586 | 2601309.75 | 2500497.5 | 2450487.55 | 2591.3553 | 2539.5282
4 | 19 | 8 | 545 | 196 | 8 | 2 | 556.803 | 22.691 | 3407262.75 | 3279334.5 | 3213747.81 | 3398.4921 | 3330.5222
4 | 19 | 9 | 960 | 95 | 10 | 1 | 884.373 | 37.663 | 5164946 | 4966136 | 4866813.28 | 5146.585 | 5043.6533
4 | 19 | 10 | 506 | 362 | 11 | 0 | 861.081 | 45.645 | 4894505 | 4707649.5 | 4613496.51 | 4878.7062 | 4781.1321
4 | 19 | 11 | 433 | 420 | 12 | 0 | 875.685 | 46.864 | 4955965.5 | 4766426.5 | 4671097.97 | 4939.6189 | 4840.8265
4 | 19 | 12 | 290 | 451 | 13 | 0 | 765.471 | 44.568 | 4369917.5 | 4205163 | 4121059.74 | 4357.9614 | 4270.8022
4 | 19 | 13 | 183 | 432 | 14 | 0 | 615.171 | 40.241 | 3568430.75 | 3434673.5 | 3365980.03 | 3559.4755 | 3488.286
4 | 19 | 14 | 221 | 362 | 13 | 0 | 546.06 | 36.175 | 3211831.25 | 3090789 | 3028973.22 | 3203.0956 | 3139.0337
4 | 19 | 15 | 792 | 110 | 11 | 0 | 615.653 | 36.102 | 3576246 | 3442202.75 | 3373358.695 | 3567.2783 | 3495.9327
4 | 19 | 16 | 74 | 171 | 10 | 0 | 196.198 | 21.475 | 1203262.625 | 1141457 | 1118627.86 | 1182.9329 | 1159.2742
4 | 19 | 17 | 36 | 78 | 8 | 0 | 80.058 | 10.809 | 501741.938 | 455670.469 | 446557.0596 | 472.2277 | 462.7831
4 | 19 | 18 | 0 | 0 | 6 | 1 | 0 | 6 | 0 | 0 | 0 | 0 | 0
4 | 19 | 19 | 0 | 0 | 5 | 1 | 0 | 5 | 0 | 0 | 0 | 0 | 0
4 | 19 | 20 | 0 | 0 | 4 | 1 | 0 | 4 | 0 | 0 | 0 | 0 | 0
4 | 19 | 21 | 0 | 0 | 3 | 2 | 0 | 3 | 0 | 0 | 0 | 0 | 0
4 | 19 | 22 | 0 | 0 | 2 | 2 | 0 | 2 | 0 | 0 | 0 | 0 | 0
4 | 19 | 23 | 0 | 0 | 1 | 2 | 0 | 1 | 0 | 0 | 0 | 0 | 0
4 | 20 | 0 | 0 | 0 | 1 | 2 | 0 | 1 | 0 | 0 | 0 | 0 | 0
4 | 20 | 1 | 0 | 0 | 0 | 1 | 0 | 0 | 0 | 0 | 0 | 0 | 0
4 | 20 | 2 | 0 | 0 | 0 | 1 | 0 | 0 | 0 | 0 | 0 | 0 | 0
4 | 20 | 3 | 0 | 0 | 0 | 0 | 0 | 0 | 0 | 0 | 0 | 0 | 0
4 | 20 | 4 | 0 | 0 | 0 | 0 | 0 | 0 | 0 | 0 | 0 | 0 | 0
4 | 20 | 5 | 27 | 13 | 0 | 0 | 12.049 | -3.986 | 81334.867 | 43463.234 | 42593.9693 | 45.0425 | 44.1417
4 | 20 | 6 | 0 | 70 | 1 | 0 | 66.226 | -0.396 | 441954.344 | 397105.188 | 389163.0842 | 411.5344 | 403.3037
4 | 20 | 7 | 18 | 155 | 3 | 0 | 155.966 | 7.292 | 1011839 | 954581.25 | 935489.625 | 989.2668 | 969.4815
4 | 20 | 8 | 451 | 228 | 5 | 1 | 529.224 | 20.571 | 3266689.25 | 3143734.25 | 3080859.565 | 3257.9647 | 3192.8054
4 | 20 | 9 | 467 | 297 | 6 | 1 | 696.386 | 28.36 | 4210367 | 4052050.25 | 3971009.245 | 4199.2852 | 4115.2995
4 | 20 | 10 | 821 | 188 | 7 | 2 | 973.915 | 33.351 | 5791921 | 5563931 | 5452652.38 | 5766.1015 | 5650.7794
4 | 20 | 11 | 844 | 189 | 8 | 1 | 1048.931 | 42.106 | 6043423.5 | 5803152 | 5687088.96 | 6014.0148 | 5893.7345
4 | 20 | 12 | 849 | 186 | 9 | 1 | 1048.157 | 43.29 | 6012265 | 5773533 | 5658062.34 | 5983.3195 | 5863.6531
4 | 20 | 13 | 843 | 173 | 9 | 1 | 971.427 | 41.188 | 5613346 | 5393875.5 | 5285997.99 | 5589.8668 | 5478.0695
4 | 20 | 14 | 517 | 280 | 9 | 1 | 711.841 | 33.581 | 4222447.5 | 4063648 | 3982375.04 | 4211.3043 | 4127.0782
4 | 20 | 15 | 60 | 256 | 8 | 1 | 289.613 | 18.787 | 1809496.875 | 1732028 | 1697387.44 | 1794.9628 | 1759.0635
4 | 20 | 16 | 198 | 175 | 7 | 1 | 253.648 | 14.47 | 1573531.875 | 1502387.375 | 1472339.6275 | 1556.978 | 1525.8384
4 | 20 | 17 | 38 | 80 | 6 | 0 | 82.252 | 9.551 | 517283.906 | 470891.625 | 461473.7925 | 488.0019 | 478.2419
4 | 20 | 18 | 0 | 0 | 4 | 0 | 0 | 4 | 0 | 0 | 0 | 0 | 0
4 | 20 | 19 | 0 | 0 | 4 | 0 | 0 | 4 | 0 | 0 | 0 | 0 | 0
4 | 20 | 20 | 0 | 0 | 3 | 1 | 0 | 3 | 0 | 0 | 0 | 0 | 0
4 | 20 | 21 | 0 | 0 | 2 | 1 | 0 | 2 | 0 | 0 | 0 | 0 | 0
4 | 20 | 22 | 0 | 0 | 1 | 1 | 0 | 1 | 0 | 0 | 0 | 0 | 0
4 | 20 | 23 | 0 | 0 | 0 | 1 | 0 | 0 | 0 | 0 | 0 | 0 | 0
4 | 21 | 0 | 0 | 0 | 0 | 1 | 0 | 0 | 0 | 0 | 0 | 0 | 0
4 | 21 | 1 | 0 | 0 | 0 | 1 | 0 | 0 | 0 | 0 | 0 | 0 | 0
4 | 21 | 2 | 0 | 0 | 0 | 1 | 0 | 0 | 0 | 0 | 0 | 0 | 0
4 | 21 | 3 | 0 | 0 | 0 | 1 | 0 | 0 | 0 | 0 | 0 | 0 | 0
4 | 21 | 4 | 0 | 0 | 0 | 1 | 0 | 0 | 0 | 0 | 0 | 0 | 0
4 | 21 | 5 | 0 | 19 | 1 | 2 | 18.018 | -0.753 | 120378.93 | 81784.563 | 80148.8717 | 84.7563 | 83.0612
4 | 21 | 6 | 134 | 91 | 5 | 3 | 113.787 | 5.995 | 694715.375 | 644571.563 | 631680.1317 | 667.9927 | 654.6328
4 | 21 | 7 | 253 | 179 | 8 | 4 | 289.29 | 13.06 | 1802356.625 | 1725083.375 | 1690581.7075 | 1787.7658 | 1752.0105
4 | 21 | 8 | 878 | 95 | 9 | 4 | 671.791 | 22.882 | 4096070 | 3942283.25 | 3863437.585 | 4085.5297 | 4003.8191
4 | 21 | 9 | 935 | 103 | 11 | 4 | 874.854 | 29.98 | 5253776.5 | 5050957 | 4949937.86 | 5234.4881 | 5129.7983
4 | 21 | 10 | 244 | 431 | 12 | 4 | 672.564 | 27.052 | 4091605.25 | 3937994 | 3859234.12 | 4081.0846 | 3999.4629
4 | 21 | 11 | 417 | 413 | 13 | 4 | 852.308 | 31.446 | 5105562.5 | 4909410.5 | 4811222.29 | 5087.7984 | 4986.0424
4 | 21 | 12 | 971 | 114 | 14 | 4 | 1086.652 | 37.691 | 6363576 | 5944166.5 | 5825283.17 | 6160.1532 | 6036.9501
4 | 21 | 13 | 958 | 109 | 14 | 4 | 1005.103 | 36.451 | 5909754 | 5676051 | 5562529.98 | 5882.2954 | 5764.6495
4 | 21 | 14 | 926 | 103 | 14 | 4 | 853.48 | 33.109 | 5065848 | 4871463 | 4774033.74 | 5048.472 | 4947.5026
4 | 21 | 15 | 872 | 92 | 13 | 4 | 647.364 | 27.447 | 3876709.5 | 3731426.25 | 3656797.725 | 3867.011 | 3789.6708
4 | 21 | 16 | 772 | 78 | 12 | 3 | 402.564 | 21.732 | 2350142 | 2257088.5 | 2211946.73 | 2339.1018 | 2292.3198
4 | 21 | 17 | 566 | 55 | 10 | 2 | 154.861 | 13.693 | 780092.813 | 728085.313 | 713523.6067 | 754.541 | 739.4501
4 | 21 | 18 | 72 | 10 | 6 | 1 | 7.592 | 4.433 | 49880.227 | 12585.059 | 12333.3578 | 13.0423 | 12.7815
4 | 21 | 19 | 0 | 0 | 4 | 1 | 0 | 4 | 0 | 0 | 0 | 0 | 0
4 | 21 | 20 | 0 | 0 | 3 | 1 | 0 | 3 | 0 | 0 | 0 | 0 | 0
4 | 21 | 21 | 0 | 0 | 3 | 0 | 0 | 3 | 0 | 0 | 0 | 0 | 0
4 | 21 | 22 | 0 | 0 | 3 | 0 | 0 | 3 | 0 | 0 | 0 | 0 | 0
4 | 21 | 23 | 0 | 0 | 2 | 0 | 0 | 2 | 0 | 0 | 0 | 0 | 0
4 | 22 | 0 | 0 | 0 | 1 | 0 | 0 | 1 | 0 | 0 | 0 | 0 | 0
4 | 22 | 1 | 0 | 0 | 1 | 1 | 0 | 1 | 0 | 0 | 0 | 0 | 0
4 | 22 | 2 | 0 | 0 | 0 | 1 | 0 | 0 | 0 | 0 | 0 | 0 | 0
4 | 22 | 3 | 0 | 0 | 0 | 1 | 0 | 0 | 0 | 0 | 0 | 0 | 0
4 | 22 | 4 | 0 | 0 | 0 | 1 | 0 | 0 | 0 | 0 | 0 | 0 | 0
4 | 22 | 5 | 146 | 17 | 2 | 1 | 12.57 | -0.353 | 83874.836 | 45956.43 | 45037.3014 | 47.6263 | 46.6738
4 | 22 | 6 | 607 | 58 | 6 | 1 | 181.748 | 9.558 | 955243.375 | 899293.688 | 881307.8142 | 931.9703 | 913.3309
4 | 22 | 7 | 793 | 80 | 10 | 1 | 433.233 | 22.57 | 2543269.5 | 2444279.5 | 2395393.91 | 2533.0946 | 2482.4327
4 | 22 | 8 | 886 | 94 | 13 | 1 | 675.288 | 33.943 | 3959483.5 | 3811021 | 3734800.58 | 3949.4979 | 3870.5079
4 | 22 | 9 | 938 | 103 | 15 | 1 | 878.403 | 42.643 | 5037333 | 4844212 | 4747327.76 | 5020.2308 | 4919.8262
4 | 22 | 10 | 966 | 109 | 16 | 1 | 1022.499 | 48.319 | 5752529.5 | 5526432.5 | 5415903.85 | 5727.2404 | 5612.6956
4 | 22 | 11 | 977 | 112 | 17 | 1 | 1094.192 | 51.694 | 6079189 | 5837144 | 5720401.12 | 6049.2419 | 5928.2571
4 | 22 | 12 | 975 | 113 | 18 | 1 | 1089.89 | 52.753 | 6030435 | 5790806 | 5674989.88 | 6001.2202 | 5881.1958
4 | 22 | 13 | 959 | 110 | 19 | 1 | 1007.294 | 51.456 | 5598622 | 5379846.5 | 5272249.57 | 5575.3281 | 5463.8215
4 | 22 | 14 | 927 | 105 | 18 | 2 | 856.566 | 41.756 | 4925898 | 4737674.5 | 4642921.01 | 4909.8222 | 4811.6257
4 | 22 | 15 | 872 | 95 | 17 | 2 | 650.741 | 35.195 | 3790770.5 | 3648750 | 3575775 | 3781.3306 | 3705.704
4 | 22 | 16 | 774 | 79 | 16 | 2 | 404.749 | 27.223 | 2318753.25 | 2226646.25 | 2182113.325 | 2307.5535 | 2261.4024
4 | 22 | 17 | 580 | 55 | 13 | 1 | 157.727 | 17.927 | 782045.813 | 729995.25 | 715395.345 | 756.5203 | 741.3899
4 | 22 | 18 | 89 | 11 | 9 | 1 | 8.37 | 7.532 | 54434.305 | 17055.99 | 16714.8702 | 17.6757 | 17.3222
4 | 22 | 19 | 0 | 0 | 7 | 1 | 0 | 7 | 0 | 0 | 0 | 0 | 0
4 | 22 | 20 | 0 | 0 | 6 | 1 | 0 | 6 | 0 | 0 | 0 | 0 | 0
4 | 22 | 21 | 0 | 0 | 5 | 1 | 0 | 5 | 0 | 0 | 0 | 0 | 0
4 | 22 | 22 | 0 | 0 | 5 | 1 | 0 | 5 | 0 | 0 | 0 | 0 | 0
4 | 22 | 23 | 0 | 0 | 4 | 1 | 0 | 4 | 0 | 0 | 0 | 0 | 0
4 | 23 | 0 | 0 | 0 | 4 | 1 | 0 | 4 | 0 | 0 | 0 | 0 | 0
4 | 23 | 1 | 0 | 0 | 4 | 0 | 0 | 4 | 0 | 0 | 0 | 0 | 0
4 | 23 | 2 | 0 | 0 | 4 | 0 | 0 | 4 | 0 | 0 | 0 | 0 | 0
4 | 23 | 3 | 0 | 0 | 3 | 0 | 0 | 3 | 0 | 0 | 0 | 0 | 0
4 | 23 | 4 | 0 | 0 | 3 | 0 | 0 | 3 | 0 | 0 | 0 | 0 | 0
4 | 23 | 5 | 0 | 25 | 5 | 1 | 23.198 | 3.079 | 153082.875 | 113877.023 | 111599.4825 | 118.0148 | 115.6546
4 | 23 | 6 | 276 | 86 | 9 | 1 | 139.59 | 11.222 | 798123.375 | 745717.375 | 730803.0275 | 772.8137 | 757.3574
4 | 23 | 7 | 766 | 89 | 13 | 1 | 431.959 | 25.266 | 2517283.5 | 2419103.5 | 2370721.43 | 2507.0038 | 2456.8637
4 | 23 | 8 | 877 | 97 | 17 | 0 | 675.883 | 42.901 | 3835702.25 | 3691980.75 | 3618141.135 | 3826.1322 | 3749.6096
4 | 23 | 9 | 935 | 103 | 20 | 0 | 877.005 | 53.195 | 4831533 | 4647406.5 | 4554458.37 | 4816.2742 | 4719.9487
4 | 23 | 10 | 959 | 111 | 22 | 0 | 1018.799 | 60.092 | 5474593.5 | 5261628 | 5156395.44 | 5452.814 | 5343.7577
4 | 23 | 11 | 966 | 116 | 23 | 1 | 1087.923 | 56.994 | 5920685 | 5686448 | 5572719.04 | 5893.0702 | 5775.2088
4 | 23 | 12 | 959 | 118 | 24 | 2 | 1079.552 | 53.053 | 5966300 | 5729829.5 | 5615232.91 | 5938.028 | 5819.2675
4 | 23 | 13 | 937 | 118 | 24 | 3 | 995.486 | 48.022 | 5606354 | 5387214 | 5279469.72 | 5582.9633 | 5471.304
4 | 23 | 14 | 891 | 117 | 24 | 3 | 840.352 | 44.401 | 4785487.5 | 4603343 | 4511276.14 | 4770.6096 | 4675.1974
4 | 23 | 15 | 819 | 111 | 23 | 4 | 634.338 | 36.979 | 3673365 | 3535740 | 3465025.2 | 3664.2143 | 3590.93
4 | 23 | 16 | 710 | 94 | 21 | 3 | 393.274 | 30.407 | 2235675.5 | 2146048.5 | 2103127.53 | 2224.0271 | 2179.5466
4 | 23 | 17 | 498 | 66 | 18 | 2 | 154.082 | 21.681 | 778628.813 | 726653.625 | 712120.5525 | 753.0572 | 737.9961
4 | 23 | 18 | 0 | 14 | 15 | 2 | 13.263 | 13.925 | 84436.57 | 46507.813 | 45577.6567 | 48.1977 | 47.2338
4 | 23 | 19 | 0 | 0 | 13 | 2 | 0 | 13 | 0 | 0 | 0 | 0 | 0
4 | 23 | 20 | 0 | 0 | 11 | 1 | 0 | 11 | 0 | 0 | 0 | 0 | 0
4 | 23 | 21 | 0 | 0 | 10 | 1 | 0 | 10 | 0 | 0 | 0 | 0 | 0
4 | 23 | 22 | 0 | 0 | 10 | 1 | 0 | 10 | 0 | 0 | 0 | 0 | 0
4 | 23 | 23 | 0 | 0 | 9 | 1 | 0 | 9 | 0 | 0 | 0 | 0 | 0
4 | 24 | 0 | 0 | 0 | 9 | 1 | 0 | 9 | 0 | 0 | 0 | 0 | 0
4 | 24 | 1 | 0 | 0 | 9 | 1 | 0 | 9 | 0 | 0 | 0 | 0 | 0
4 | 24 | 2 | 0 | 0 | 9 | 2 | 0 | 9 | 0 | 0 | 0 | 0 | 0
4 | 24 | 3 | 0 | 0 | 8 | 2 | 0 | 8 | 0 | 0 | 0 | 0 | 0
4 | 24 | 4 | 0 | 0 | 8 | 2 | 0 | 8 | 0 | 0 | 0 | 0 | 0
4 | 24 | 5 | 0 | 25 | 9 | 3 | 23.252 | 7.766 | 151101.859 | 111933.219 | 109694.5546 | 116.0004 | 113.6804
4 | 24 | 6 | 404 | 76 | 12 | 4 | 158.218 | 13.982 | 864472.5 | 810585.813 | 794374.0967 | 840.0392 | 823.2384
4 | 24 | 7 | 813 | 79 | 16 | 4 | 443.969 | 24.586 | 2590256.75 | 2489793 | 2439997.14 | 2580.2619 | 2528.6566
4 | 24 | 8 | 898 | 94 | 19 | 4 | 685.694 | 33.332 | 4030457.5 | 3879240.5 | 3801655.69 | 4020.1962 | 3939.7923
4 | 24 | 9 | 620 | 257 | 20 | 4 | 782.43 | 36.832 | 4587663 | 4413909 | 4325630.82 | 4574.2924 | 4482.8065
4 | 24 | 10 | 631 | 310 | 21 | 4 | 926.062 | 40.99 | 5356237.5 | 5148742 | 5045767.16 | 5335.8262 | 5229.1097
4 | 24 | 11 | 664 | 319 | 22 | 4 | 1009.02 | 43.945 | 5773761.5 | 5546645 | 5435712.1 | 5748.1874 | 5633.2236
4 | 24 | 12 | 983 | 108 | 23 | 4 | 1093.137 | 46.788 | 6188283.5 | 5940788.5 | 5821972.73 | 6156.6524 | 6033.5194
4 | 24 | 13 | 964 | 106 | 24 | 5 | 1008.1 | 44.055 | 5763096 | 5536492.5 | 5425762.65 | 5737.666 | 5622.9126
4 | 24 | 14 | 933 | 99 | 23 | 5 | 855.478 | 40.006 | 4951621.5 | 4762273 | 4667027.54 | 4935.3145 | 4836.6082
4 | 24 | 15 | 878 | 89 | 22 | 6 | 647.019 | 33.394 | 3793312.25 | 3651196 | 3578172.08 | 3783.8655 | 3708.1882
4 | 24 | 16 | 488 | 136 | 21 | 6 | 340.946 | 26.742 | 1987233.5 | 1904809.375 | 1866713.1875 | 1974.0223 | 1934.5419
4 | 24 | 17 | 541 | 61 | 18 | 5 | 157.301 | 20.345 | 787064.813 | 734903.438 | 720205.3692 | 761.6068 | 746.3747
4 | 24 | 18 | 50 | 13 | 14 | 3 | 11.162 | 12.948 | 71294.039 | 33606.984 | 32934.8443 | 34.8281 | 34.1316
4 | 24 | 19 | 0 | 0 | 12 | 2 | 0 | 12 | 0 | 0 | 0 | 0 | 0
4 | 24 | 20 | 0 | 0 | 10 | 1 | 0 | 10 | 0 | 0 | 0 | 0 | 0
4 | 24 | 21 | 0 | 0 | 10 | 1 | 0 | 10 | 0 | 0 | 0 | 0 | 0
4 | 24 | 22 | 0 | 0 | 9 | 1 | 0 | 9 | 0 | 0 | 0 | 0 | 0
4 | 24 | 23 | 0 | 0 | 8 | 1 | 0 | 8 | 0 | 0 | 0 | 0 | 0
4 | 25 | 0 | 0 | 0 | 7 | 1 | 0 | 7 | 0 | 0 | 0 | 0 | 0
4 | 25 | 1 | 0 | 0 | 6 | 1 | 0 | 6 | 0 | 0 | 0 | 0 | 0
4 | 25 | 2 | 0 | 0 | 5 | 1 | 0 | 5 | 0 | 0 | 0 | 0 | 0
4 | 25 | 3 | 0 | 0 | 4 | 1 | 0 | 4 | 0 | 0 | 0 | 0 | 0
4 | 25 | 4 | 0 | 0 | 4 | 2 | 0 | 4 | 0 | 0 | 0 | 0 | 0
4 | 25 | 5 | 11 | 19 | 5 | 3 | 18.046 | 3.573 | 118891.789 | 80325.102 | 78718.6 | 83.2438 | 81.5789
4 | 25 | 6 | 67 | 97 | 7 | 3 | 105.744 | 7.811 | 662997.438 | 613536.25 | 601265.525 | 635.8296 | 623.1131
4 | 25 | 7 | 39 | 176 | 10 | 2 | 187.484 | 13.53 | 1188503.5 | 1127055.375 | 1104514.2675 | 1168.0079 | 1144.6478
4 | 25 | 8 | 764 | 140 | 12 | 2 | 649.784 | 28.216 | 3895098.25 | 3749111.75 | 3674129.515 | 3885.3391 | 3807.6323
4 | 25 | 9 | 846 | 144 | 13 | 1 | 852.715 | 39.953 | 4940495 | 4751633.5 | 4656600.83 | 4924.2884 | 4825.8026
4 | 25 | 10 | 888 | 147 | 15 | 0 | 997.249 | 53.055 | 5509469.5 | 5294878.5 | 5188980.93 | 5487.2727 | 5377.5272
4 | 25 | 11 | 606 | 356 | 16 | 0 | 989.386 | 54.457 | 5438355 | 5227072 | 5122530.56 | 5417.0024 | 5308.6623
4 | 25 | 12 | 174 | 478 | 16 | 1 | 667.413 | 38.938 | 3890766 | 3744945.25 | 3670046.345 | 3881.0212 | 3803.4008
4 | 25 | 13 | 29 | 340 | 16 | 1 | 366.688 | 28.714 | 2217997 | 2128893.25 | 2086315.385 | 2206.2485 | 2162.1235
4 | 25 | 14 | 10 | 190 | 15 | 1 | 190.463 | 20.78 | 1184340.125 | 1122992.625 | 1100532.7725 | 1163.7976 | 1140.5216
4 | 25 | 15 | 47 | 254 | 14 | 1 | 278.648 | 21.698 | 1724388.5 | 1649234.125 | 1616249.4425 | 1709.1605 | 1674.9773
4 | 25 | 16 | 22 | 156 | 12 | 0 | 157.883 | 18.854 | 984291.125 | 927672.125 | 909118.6825 | 961.3799 | 942.1523
4 | 25 | 17 | 0 | 77 | 11 | 0 | 72.508 | 12.923 | 463163.469 | 417882.813 | 409525.1567 | 433.067 | 424.4056
4 | 25 | 18 | 0 | 6 | 9 | 2 | 5.673 | 7.292 | 36923.602 | 0 | 0 | 0 | 0
4 | 25 | 19 | 0 | 0 | 7 | 3 | 0 | 7 | 0 | 0 | 0 | 0 | 0
4 | 25 | 20 | 0 | 0 | 5 | 4 | 0 | 5 | 0 | 0 | 0 | 0 | 0
4 | 25 | 21 | 0 | 0 | 4 | 4 | 0 | 4 | 0 | 0 | 0 | 0 | 0
4 | 25 | 22 | 0 | 0 | 4 | 3 | 0 | 4 | 0 | 0 | 0 | 0 | 0
4 | 25 | 23 | 0 | 0 | 3 | 3 | 0 | 3 | 0 | 0 | 0 | 0 | 0
4 | 26 | 0 | 0 | 0 | 3 | 3 | 0 | 3 | 0 | 0 | 0 | 0 | 0
4 | 26 | 1 | 0 | 0 | 3 | 4 | 0 | 3 | 0 | 0 | 0 | 0 | 0
4 | 26 | 2 | 0 | 0 | 2 | 4 | 0 | 2 | 0 | 0 | 0 | 0 | 0
4 | 26 | 3 | 0 | 0 | 2 | 4 | 0 | 2 | 0 | 0 | 0 | 0 | 0
4 | 26 | 4 | 0 | 0 | 1 | 4 | 0 | 1 | 0 | 0 | 0 | 0 | 0
4 | 26 | 5 | 0 | 2 | 1 | 5 | 1.889 | -0.443 | 12610.3 | 0 | 0 | 0 | 0
4 | 26 | 6 | 0 | 4 | 1 | 5 | 3.784 | -0.412 | 25251.473 | 0 | 0 | 0 | 0
4 | 26 | 7 | 0 | 86 | 1 | 6 | 81.756 | 1.131 | 542917.188 | 495993.094 | 486073.2321 | 514.0155 | 503.7351
4 | 26 | 8 | 3 | 149 | 1 | 6 | 144.375 | 2.343 | 954815.75 | 898875.813 | 880898.2967 | 931.5373 | 912.9065
4 | 26 | 9 | 10 | 196 | 1 | 6 | 196.527 | 3.348 | 1295562.375 | 1231495.625 | 1206865.7125 | 1276.2431 | 1250.7183
4 | 26 | 10 | 31 | 354 | 2 | 5 | 383.368 | 8.408 | 2485890.25 | 2388684.25 | 2340910.565 | 2475.4792 | 2425.9697
4 | 26 | 11 | 22 | 330 | 3 | 4 | 343.279 | 9.83 | 2215544 | 2126512.75 | 2083982.495 | 2203.7815 | 2159.7059
4 | 26 | 12 | 19 | 302 | 3 | 4 | 312.25 | 9.052 | 2020496 | 1937126.125 | 1898383.6025 | 2007.5134 | 1967.3631
4 | 26 | 13 | 19 | 292 | 4 | 3 | 300.735 | 10.452 | 1936887.875 | 1855884 | 1818766.32 | 1923.3192 | 1884.8528
4 | 26 | 14 | 29 | 296 | 4 | 3 | 316.362 | 10.804 | 2034670.5 | 1950895.875 | 1911877.9575 | 2021.7834 | 1981.3478
4 | 26 | 15 | 109 | 280 | 4 | 2 | 343.488 | 12.619 | 2188968.25 | 2100720 | 2058705.6 | 2177.0516 | 2133.5105
4 | 26 | 16 | 191 | 183 | 4 | 1 | 258.26 | 11.952 | 1618377.5 | 1546053.375 | 1515132.3075 | 1602.2306 | 1570.186
4 | 26 | 17 | 0 | 25 | 3 | 1 | 23.683 | 2.578 | 156538.203 | 117267.422 | 114922.0736 | 121.5284 | 119.0979
4 | 26 | 18 | 0 | 2 | 2 | 2 | 1.889 | -0.114 | 12596.501 | 0 | 0 | 0 | 0
4 | 26 | 19 | 0 | 0 | 1 | 2 | 0 | 1 | 0 | 0 | 0 | 0 | 0
4 | 26 | 20 | 0 | 0 | 1 | 2 | 0 | 1 | 0 | 0 | 0 | 0 | 0
4 | 26 | 21 | 0 | 0 | 1 | 3 | 0 | 1 | 0 | 0 | 0 | 0 | 0
4 | 26 | 22 | 0 | 0 | 0 | 3 | 0 | 0 | 0 | 0 | 0 | 0 | 0
4 | 26 | 23 | 0 | 0 | 0 | 3 | 0 | 0 | 0 | 0 | 0 | 0 | 0
4 | 27 | 0 | 0 | 0 | 0 | 2 | 0 | 0 | 0 | 0 | 0 | 0 | 0
4 | 27 | 1 | 0 | 0 | -1 | 2 | 0 | -1 | 0 | 0 | 0 | 0 | 0
4 | 27 | 2 | 0 | 0 | -1 | 2 | 0 | -1 | 0 | 0 | 0 | 0 | 0
4 | 27 | 3 | 0 | 0 | -2 | 2 | 0 | -2 | 0 | 0 | 0 | 0 | 0
4 | 27 | 4 | 0 | 0 | -1 | 2 | 0 | -1 | 0 | 0 | 0 | 0 | 0
4 | 27 | 5 | 111 | 24 | 0 | 3 | 18.529 | -1.495 | 124091.039 | 85427.555 | 83719.0039 | 88.5316 | 86.761
4 | 27 | 6 | 278 | 93 | 2 | 4 | 148.797 | 3.675 | 879464.563 | 825240.063 | 808735.2617 | 855.2259 | 838.1214
4 | 27 | 7 | 296 | 185 | 5 | 5 | 316.323 | 10.024 | 1989933 | 1907432.125 | 1869283.4825 | 1976.7404 | 1937.2056
4 | 27 | 8 | 539 | 209 | 7 | 5 | 571.286 | 17.313 | 3564909.75 | 3431281.25 | 3362655.625 | 3555.96 | 3484.8408
4 | 27 | 9 | 464 | 310 | 8 | 6 | 708.936 | 19.993 | 4414050 | 4247492 | 4162542.16 | 4401.8285 | 4313.7919
4 | 27 | 10 | 467 | 388 | 10 | 6 | 851.535 | 24.689 | 5223215 | 5021779.5 | 4921343.91 | 5204.2504 | 5100.1654
4 | 27 | 11 | 595 | 362 | 11 | 6 | 984.481 | 28.209 | 5965686.5 | 5729246 | 5614661.08 | 5937.4233 | 5818.6749
4 | 27 | 12 | 551 | 386 | 12 | 6 | 962.262 | 28.997 | 5814718.5 | 5585628.5 | 5473915.93 | 5788.5874 | 5672.8156
4 | 27 | 13 | 486 | 376 | 13 | 6 | 850.237 | 28.013 | 5154208.5 | 4955881 | 4856763.38 | 5135.9574 | 5033.2383
4 | 27 | 14 | 450 | 303 | 12 | 6 | 680.179 | 23.878 | 4176884.25 | 4019901.5 | 3939503.47 | 4165.9683 | 4082.6489
4 | 27 | 15 | 439 | 233 | 11 | 6 | 517.028 | 19.778 | 3197680.25 | 3077129 | 3015586.42 | 3188.9393 | 3125.1605
4 | 27 | 16 | 564 | 118 | 10 | 5 | 357.38 | 16.473 | 2149174.75 | 2062092.125 | 2020850.2825 | 2137.0201 | 2094.2797
4 | 27 | 17 | 391 | 71 | 8 | 4 | 139.41 | 10.255 | 754675.938 | 703227.188 | 689162.6442 | 728.7796 | 714.204
4 | 27 | 18 | 0 | 17 | 5 | 3 | 16.114 | 3.891 | 106053.023 | 67724.766 | 66370.2707 | 70.1856 | 68.7819
4 | 27 | 19 | 0 | 0 | 3 | 2 | 0 | 3 | 0 | 0 | 0 | 0 | 0
4 | 27 | 20 | 0 | 0 | 3 | 2 | 0 | 3 | 0 | 0 | 0 | 0 | 0
4 | 27 | 21 | 0 | 0 | 2 | 2 | 0 | 2 | 0 | 0 | 0 | 0 | 0
4 | 27 | 22 | 0 | 0 | 2 | 1 | 0 | 2 | 0 | 0 | 0 | 0 | 0
4 | 27 | 23 | 0 | 0 | 2 | 1 | 0 | 2 | 0 | 0 | 0 | 0 | 0
4 | 28 | 0 | 0 | 0 | 2 | 1 | 0 | 2 | 0 | 0 | 0 | 0 | 0
4 | 28 | 1 | 0 | 0 | 2 | 1 | 0 | 2 | 0 | 0 | 0 | 0 | 0
4 | 28 | 2 | 0 | 0 | 1 | 1 | 0 | 1 | 0 | 0 | 0 | 0 | 0
4 | 28 | 3 | 0 | 0 | 1 | 1 | 0 | 1 | 0 | 0 | 0 | 0 | 0
4 | 28 | 4 | 0 | 0 | 1 | 1 | 0 | 1 | 0 | 0 | 0 | 0 | 0
4 | 28 | 5 | 42 | 23 | 2 | 3 | 20.571 | 0.617 | 136831.391 | 97930.102 | 95971.5 | 101.4885 | 99.4587
4 | 28 | 6 | 252 | 96 | 4 | 4 | 146.462 | 5.639 | 868198.375 | 814227.813 | 797943.2567 | 843.8135 | 826.9372
4 | 28 | 7 | 336 | 180 | 6 | 5 | 329.732 | 11.289 | 2061322.25 | 1976783.75 | 1937248.075 | 2048.612 | 2007.6397
4 | 28 | 8 | 371 | 266 | 9 | 5 | 513.703 | 18.218 | 3202283 | 3081572.25 | 3019940.805 | 3193.544 | 3129.6731
4 | 28 | 9 | 525 | 299 | 10 | 5 | 748.308 | 24.098 | 4592963.5 | 4418987.5 | 4330607.75 | 4579.5554 | 4487.9643
4 | 28 | 10 | 960 | 117 | 12 | 5 | 1029 | 31.91 | 6151419.5 | 5905773 | 5787657.54 | 6120.3646 | 5997.9573
4 | 28 | 11 | 975 | 117 | 13 | 5 | 1099.725 | 34.717 | 6510460.5 | 5944166.5 | 5825283.17 | 6160.1532 | 6036.9501
4 | 28 | 12 | 976 | 115 | 13 | 5 | 1094.27 | 34.725 | 6477859 | 5944166.5 | 5825283.17 | 6160.1532 | 6036.9501
4 | 28 | 13 | 965 | 110 | 14 | 5 | 1013.72 | 34.168 | 6010181 | 5771551.5 | 5656120.47 | 5981.266 | 5861.6407
4 | 28 | 14 | 333 | 349 | 14 | 5 | 626.95 | 26.57 | 3815355.5 | 3672405.5 | 3598957.39 | 3805.8457 | 3729.7288
4 | 28 | 15 | 789 | 116 | 13 | 5 | 621.542 | 24.83 | 3760536.75 | 3619655.25 | 3547262.145 | 3751.1787 | 3676.1551
4 | 28 | 16 | 32 | 166 | 12 | 5 | 173.158 | 15.048 | 1092141.375 | 1032999.125 | 1012339.1425 | 1070.5341 | 1049.1234
4 | 28 | 17 | 613 | 57 | 9 | 3 | 168.184 | 11.803 | 854205.313 | 800549.25 | 784538.265 | 829.6379 | 813.0452
4 | 28 | 18 | 150 | 17 | 6 | 1 | 12.591 | 4.682 | 82653.375 | 44757.461 | 43862.3118 | 46.3838 | 45.4561
4 | 28 | 19 | 0 | 0 | 4 | 1 | 0 | 4 | 0 | 0 | 0 | 0 | 0
4 | 28 | 20 | 0 | 0 | 4 | 0 | 0 | 4 | 0 | 0 | 0 | 0 | 0
4 | 28 | 21 | 0 | 0 | 3 | 0 | 0 | 3 | 0 | 0 | 0 | 0 | 0
4 | 28 | 22 | 0 | 0 | 3 | 0 | 0 | 3 | 0 | 0 | 0 | 0 | 0
4 | 28 | 23 | 0 | 0 | 2 | 0 | 0 | 2 | 0 | 0 | 0 | 0 | 0
4 | 29 | 0 | 0 | 0 | 1 | 0 | 0 | 1 | 0 | 0 | 0 | 0 | 0
4 | 29 | 1 | 0 | 0 | 1 | 0 | 0 | 1 | 0 | 0 | 0 | 0 | 0
4 | 29 | 2 | 0 | 0 | 0 | 0 | 0 | 0 | 0 | 0 | 0 | 0 | 0
4 | 29 | 3 | 0 | 0 | 0 | 1 | 0 | 0 | 0 | 0 | 0 | 0 | 0
4 | 29 | 4 | 0 | 0 | 0 | 1 | 0 | 0 | 0 | 0 | 0 | 0 | 0
4 | 29 | 5 | 234 | 26 | 2 | 1 | 20.291 | -0.053 | 135263.156 | 96391.195 | 94463.3711 | 99.8937 | 97.8958
4 | 29 | 6 | 651 | 63 | 6 | 2 | 204.967 | 9.689 | 1094213.375 | 1035021.938 | 1014321.4992 | 1072.6304 | 1051.1778
4 | 29 | 7 | 832 | 81 | 9 | 2 | 461.214 | 20.348 | 2737995.5 | 2632823 | 2580166.54 | 2728.489 | 2673.9192
4 | 29 | 8 | 922 | 92 | 12 | 3 | 705.107 | 28.387 | 4220723 | 4061992.25 | 3980752.405 | 4209.5884 | 4125.3966
4 | 29 | 9 | 968 | 100 | 14 | 3 | 906.308 | 35.555 | 5335867 | 5129305.5 | 5026719.39 | 5315.6834 | 5209.3698
4 | 29 | 10 | 991 | 106 | 15 | 3 | 1047.178 | 40.169 | 6074659 | 5832839 | 5716182.22 | 6044.7805 | 5923.8849
4 | 29 | 11 | 1000 | 109 | 16 | 3 | 1116.601 | 42.993 | 6412153 | 5944166.5 | 5825283.17 | 6160.1532 | 6036.9501
4 | 29 | 12 | 995 | 110 | 17 | 3 | 1108.057 | 43.911 | 6341175.5 | 5944166.5 | 5825283.17 | 6160.1532 | 6036.9501
4 | 29 | 13 | 979 | 108 | 18 | 3 | 1024.694 | 42.992 | 5881386 | 5649064.5 | 5536083.21 | 5854.3284 | 5737.2418
4 | 29 | 14 | 948 | 103 | 17 | 3 | 872.443 | 38.43 | 5079498 | 4884506.5 | 4786816.37 | 5061.9895 | 4960.7497
4 | 29 | 15 | 893 | 94 | 17 | 3 | 662.895 | 33.294 | 3888902.5 | 3743153 | 3668289.94 | 3879.1638 | 3801.5806
4 | 29 | 16 | 629 | 112 | 16 | 2 | 379.063 | 26.587 | 2196202.75 | 2107741.75 | 2065586.915 | 2184.3284 | 2140.6419
4 | 29 | 17 | 487 | 63 | 12 | 1 | 151.146 | 16.58 | 778523.625 | 726550.688 | 712019.6742 | 752.9506 | 737.8916
4 | 29 | 18 | 0 | 21 | 9 | 1 | 19.845 | 7.886 | 128908.328 | 90155.031 | 88351.9304 | 93.4309 | 91.5623
4 | 29 | 19 | 0 | 0 | 8 | 1 | 0 | 8 | 0 | 0 | 0 | 0 | 0
4 | 29 | 20 | 0 | 0 | 7 | 1 | 0 | 7 | 0 | 0 | 0 | 0 | 0
4 | 29 | 21 | 0 | 0 | 6 | 0 | 0 | 6 | 0 | 0 | 0 | 0 | 0
4 | 29 | 22 | 0 | 0 | 5 | 0 | 0 | 5 | 0 | 0 | 0 | 0 | 0
4 | 29 | 23 | 0 | 0 | 4 | 1 | 0 | 4 | 0 | 0 | 0 | 0 | 0
4 | 30 | 0 | 0 | 0 | 3 | 1 | 0 | 3 | 0 | 0 | 0 | 0 | 0
4 | 30 | 1 | 0 | 0 | 3 | 1 | 0 | 3 | 0 | 0 | 0 | 0 | 0
4 | 30 | 2 | 0 | 0 | 2 | 1 | 0 | 2 | 0 | 0 | 0 | 0 | 0
4 | 30 | 3 | 0 | 0 | 2 | 1 | 0 | 2 | 0 | 0 | 0 | 0 | 0
4 | 30 | 4 | 0 | 0 | 2 | 1 | 0 | 2 | 0 | 0 | 0 | 0 | 0
4 | 30 | 5 | 234 | 26 | 5 | 2 | 20.2 | 3.44 | 133139.188 | 94306.906 | 92420.7679 | 97.7336 | 95.779
4 | 30 | 6 | 628 | 64 | 10 | 2 | 202.028 | 13.625 | 1069880.375 | 1011263.813 | 991038.5367 | 1048.009 | 1027.0488
4 | 30 | 7 | 794 | 86 | 15 | 3 | 450.308 | 24.696 | 2637005.75 | 2535064.5 | 2484363.21 | 2627.1784 | 2574.6348
4 | 30 | 8 | 879 | 100 | 18 | 3 | 687.946 | 33.826 | 4040096.5 | 3888503.5 | 3810733.43 | 4029.7958 | 3949.1999
4 | 30 | 9 | 925 | 110 | 19 | 4 | 881.935 | 37.941 | 5147688.5 | 4949652.5 | 4850659.45 | 5129.5026 | 5026.9125
4 | 30 | 10 | 949 | 117 | 20 | 5 | 1019.542 | 39.937 | 5919478 | 5685300 | 5571594 | 5891.8805 | 5774.0429
4 | 30 | 11 | 956 | 122 | 21 | 5 | 1086.389 | 42.429 | 6251820 | 5944166.5 | 5825283.17 | 6160.1532 | 6036.9501
4 | 30 | 12 | 229 | 478 | 21 | 5 | 720.415 | 35.529 | 4252425.5 | 4092424.5 | 4010576.01 | 4241.1264 | 4156.3039
4 | 30 | 13 | 33 | 358 | 21 | 5 | 387.965 | 28.51 | 2348386 | 2255385.5 | 2210277.79 | 2337.337 | 2290.5902
4 | 30 | 14 | 134 | 377 | 21 | 4 | 488.821 | 31.013 | 2930446.75 | 2818969.75 | 2762590.355 | 2921.3996 | 2862.9716
4 | 30 | 15 | 161 | 292 | 20 | 4 | 391.823 | 28.138 | 2364752.5 | 2271256.75 | 2225831.615 | 2353.7849 | 2306.7092
4 | 30 | 16 | 184 | 189 | 19 | 3 | 261.004 | 24.681 | 1567900.75 | 1496903.625 | 1466965.5525 | 1551.295 | 1520.2691
4 | 30 | 17 | 388 | 87 | 8 | 6 | 154.587 | 9.803 | 855201.5 | 801523.063 | 785492.6017 | 830.6471 | 814.0342
4 | 30 | 18 | 0 | 21 | 5 | 6 | 19.871 | 4.256 | 130626.961 | 91841.586 | 90004.7543 | 95.1787 | 93.2752
4 | 30 | 19 | 0 | 0 | 3 | 5 | 0 | 3 | 0 | 0 | 0 | 0 | 0
4 | 30 | 20 | 0 | 0 | 1 | 4 | 0 | 1 | 0 | 0 | 0 | 0 | 0
4 | 30 | 21 | 0 | 0 | 0 | 3 | 0 | 0 | 0 | 0 | 0 | 0 | 0
4 | 30 | 22 | 0 | 0 | 0 | 2 | 0 | 0 | 0 | 0 | 0 | 0 | 0
4 | 30 | 23 | 0 | 0 | 0 | 1 | 0 | 0 | 0 | 0 | 0 | 0 | 0
5 | 1 | 0 | 0 | 0 | 0 | 1 | 0 | 0 | 0 | 0 | 0 | 0 | 0
5 | 1 | 1 | 0 | 0 | 0 | 1 | 0 | 0 | 0 | 0 | 0 | 0 | 0
5 | 1 | 2 | 0 | 0 | 0 | 0 | 0 | 0 | 0 | 0 | 0 | 0 | 0
5 | 1 | 3 | 0 | 0 | -1 | 0 | 0 | -1 | 0 | 0 | 0 | 0 | 0
5 | 1 | 4 | 0 | 0 | -1 | 0 | 0 | -1 | 0 | 0 | 0 | 0 | 0
5 | 1 | 5 | 0 | 14 | 0 | 1 | 13.256 | -2.286 | 89000.578 | 50987.676 | 49967.9225 | 52.8404 | 51.7836
5 | 1 | 6 | 0 | 39 | 0 | 2 | 36.983 | -1.166 | 247414.141 | 206413.297 | 202285.0311 | 213.9135 | 209.6352
5 | 1 | 7 | 1 | 138 | 2 | 2 | 131.867 | 3.671 | 868333.75 | 814360.125 | 798072.9225 | 843.9506 | 827.0716
5 | 1 | 8 | 0 | 121 | 3 | 3 | 115.357 | 4.347 | 758092 | 706568.375 | 692437.0075 | 732.2422 | 717.5973
5 | 1 | 9 | 4 | 136 | 4 | 3 | 133.279 | 5.753 | 871789.938 | 817738.5 | 801383.73 | 847.4518 | 830.5027
5 | 1 | 10 | 8 | 155 | 5 | 3 | 156.125 | 7.377 | 1015834.438 | 958483.75 | 939314.075 | 993.3111 | 973.4449
5 | 1 | 11 | 6 | 143 | 6 | 3 | 143.126 | 8.122 | 928988.688 | 873640.125 | 856167.3225 | 905.3846 | 887.2769
5 | 1 | 12 | 19 | 303 | 7 | 3 | 312.942 | 13.271 | 1996646.75 | 1913955.5 | 1875676.39 | 1983.5008 | 1943.8308
5 | 1 | 13 | 31 | 352 | 7 | 3 | 379.767 | 15.357 | 2405915.25 | 2311167.25 | 2264943.905 | 2395.1456 | 2347.2427
5 | 1 | 14 | 49 | 335 | 6 | 3 | 371.171 | 14.338 | 2358777 | 2265462.25 | 2220153.005 | 2347.7799 | 2300.8243
5 | 1 | 15 | 30 | 241 | 5 | 3 | 254.184 | 10.464 | 1635045.375 | 1562280.125 | 1531034.5225 | 1619.047 | 1586.666
5 | 1 | 16 | 1 | 134 | 4 | 2 | 127.892 | 6.388 | 834670.875 | 781452.063 | 765823.0217 | 809.8468 | 793.6499
5 | 1 | 17 | 0 | 60 | 2 | 2 | 56.832 | 1.873 | 376498.344 | 332966.031 | 326306.7104 | 345.0647 | 338.1634
5 | 1 | 18 | 0 | 7 | 1 | 1 | 6.62 | -1.28 | 44301.875 | 7108.399 | 6966.231 | 7.3667 | 7.2194
5 | 1 | 19 | 0 | 0 | 0 | 1 | 0 | 0 | 0 | 0 | 0 | 0 | 0
5 | 1 | 20 | 0 | 0 | 0 | 0 | 0 | 0 | 0 | 0 | 0 | 0 | 0
5 | 1 | 21 | 0 | 0 | 0 | 0 | 0 | 0 | 0 | 0 | 0 | 0 | 0
5 | 1 | 22 | 0 | 0 | 0 | 0 | 0 | 0 | 0 | 0 | 0 | 0 | 0
5 | 1 | 23 | 0 | 0 | 0 | 0 | 0 | 0 | 0 | 0 | 0 | 0 | 0
5 | 2 | 0 | 0 | 0 | 0 | 0 | 0 | 0 | 0 | 0 | 0 | 0 | 0
5 | 2 | 1 | 0 | 0 | 0 | 0 | 0 | 0 | 0 | 0 | 0 | 0 | 0
5 | 2 | 2 | 0 | 0 | 0 | 0 | 0 | 0 | 0 | 0 | 0 | 0 | 0
5 | 2 | 3 | 0 | 0 | 0 | 0 | 0 | 0 | 0 | 0 | 0 | 0 | 0
5 | 2 | 4 | 0 | 0 | -1 | 0 | 0 | -1 | 0 | 0 | 0 | 0 | 0
5 | 2 | 5 | 0 | 12 | 0 | 0 | 11.358 | -4.046 | 76684.695 | 38898.605 | 38120.6329 | 40.312 | 39.5058
5 | 2 | 6 | 0 | 90 | 1 | 1 | 84.876 | 1.178 | 563547.313 | 516192.688 | 505868.8342 | 534.949 | 524.25
5 | 2 | 7 | 128 | 207 | 3 | 2 | 260.236 | 8.478 | 1665982 | 1592394.25 | 1560546.365 | 1650.2553 | 1617.2502
5 | 2 | 8 | 0 | 68 | 4 | 2 | 64.655 | 4.617 | 424516.25 | 380020.094 | 372419.6921 | 393.8285 | 385.9519
5 | 2 | 9 | 70 | 367 | 6 | 2 | 422.463 | 15.858 | 2670965.75 | 2567943.75 | 2516584.875 | 2661.2523 | 2608.0273
5 | 2 | 10 | 268 | 443 | 8 | 2 | 714.079 | 26.779 | 4348444.5 | 4184564.5 | 4100873.21 | 4336.6144 | 4249.8821
5 | 2 | 11 | 82 | 463 | 9 | 2 | 549.214 | 24.391 | 3373122 | 3246411 | 3181482.78 | 3364.3723 | 3297.0848
5 | 2 | 12 | 181 | 485 | 10 | 3 | 679.367 | 26.059 | 4148140.25 | 3992298.25 | 3912452.285 | 4137.362 | 4054.6148
5 | 2 | 13 | 29 | 345 | 10 | 3 | 370.567 | 19.075 | 2318083.25 | 2225996.25 | 2181476.325 | 2306.8798 | 2260.7422
5 | 2 | 14 | 146 | 380 | 10 | 3 | 500.979 | 21.386 | 3106561.75 | 2989146.5 | 2929363.57 | 3097.7598 | 3035.8046
5 | 2 | 15 | 68 | 274 | 9 | 3 | 310.8 | 16.172 | 1959168.375 | 1877537.625 | 1839986.8725 | 1945.7597 | 1906.8445
5 | 2 | 16 | 61 | 183 | 8 | 2 | 201.422 | 12.651 | 1276295 | 1212704 | 1188449.92 | 1256.7687 | 1231.6333
5 | 2 | 17 | 0 | 11 | 6 | 2 | 10.41 | 4.865 | 68295.063 | 30663.033 | 30049.7723 | 31.7772 | 31.1417
5 | 2 | 18 | 0 | 1 | 5 | 1 | 0.944 | 2.318 | 6247.804 | 0 | 0 | 0 | 0
5 | 2 | 19 | 0 | 0 | 3 | 1 | 0 | 3 | 0 | 0 | 0 | 0 | 0
5 | 2 | 20 | 0 | 0 | 2 | 0 | 0 | 2 | 0 | 0 | 0 | 0 | 0
5 | 2 | 21 | 0 | 0 | 2 | 0 | 0 | 2 | 0 | 0 | 0 | 0 | 0
5 | 2 | 22 | 0 | 0 | 1 | 0 | 0 | 1 | 0 | 0 | 0 | 0 | 0
5 | 2 | 23 | 0 | 0 | 1 | 0 | 0 | 1 | 0 | 0 | 0 | 0 | 0
5 | 3 | 0 | 0 | 0 | 1 | 0 | 0 | 1 | 0 | 0 | 0 | 0 | 0
5 | 3 | 1 | 0 | 0 | 0 | 0 | 0 | 0 | 0 | 0 | 0 | 0 | 0
5 | 3 | 2 | 0 | 0 | 0 | 0 | 0 | 0 | 0 | 0 | 0 | 0 | 0
5 | 3 | 3 | 0 | 0 | 0 | 0 | 0 | 0 | 0 | 0 | 0 | 0 | 0
5 | 3 | 4 | 0 | 0 | 0 | 0 | 0 | 0 | 0 | 0 | 0 | 0 | 0
5 | 3 | 5 | 173 | 34 | 2 | 0 | 26.55 | -1.325 | 177708.125 | 138038.172 | 135277.4086 | 143.0539 | 140.1928
5 | 3 | 6 | 408 | 87 | 4 | 0 | 176.114 | 8.682 | 998654.688 | 941703.188 | 922869.1242 | 975.9208 | 956.4024
5 | 3 | 7 | 714 | 108 | 7 | 1 | 438.513 | 19.778 | 2623769.25 | 2522247.5 | 2471802.55 | 2613.8956 | 2561.6177
5 | 3 | 8 | 804 | 127 | 9 | 2 | 668.499 | 26.608 | 4031804.25 | 3880534.75 | 3802924.055 | 4021.5375 | 3941.1067
5 | 3 | 9 | 260 | 384 | 10 | 2 | 609.948 | 26.796 | 3711083.25 | 3572054 | 3500612.92 | 3701.8478 | 3627.8109
5 | 3 | 10 | 332 | 425 | 11 | 2 | 755.602 | 31.332 | 4527416.5 | 4356177.5 | 4269053.95 | 4514.4631 | 4424.1739
5 | 3 | 11 | 319 | 459 | 12 | 2 | 800.195 | 33.878 | 4751710 | 4571012.5 | 4479592.25 | 4737.1044 | 4642.3623
5 | 3 | 12 | 443 | 447 | 12 | 2 | 909.056 | 36.756 | 5341955 | 5135114.5 | 5032412.21 | 5321.7035 | 5215.2695
5 | 3 | 13 | 530 | 351 | 12 | 2 | 864.503 | 35.97 | 5093107.5 | 4897510.5 | 4799560.29 | 5075.466 | 4973.9566
5 | 3 | 14 | 569 | 277 | 12 | 2 | 748.755 | 32.909 | 4452091.5 | 4283970 | 4198290.6 | 4439.6319 | 4350.8393
5 | 3 | 15 | 552 | 212 | 11 | 3 | 567.256 | 24.907 | 3442462.25 | 3313272.5 | 3247007.05 | 3433.6632 | 3364.99
5 | 3 | 16 | 487 | 144 | 10 | 3 | 349.65 | 18.277 | 2103401.5 | 2017649.375 | 1977296.3875 | 2090.9625 | 2049.1432
5 | 3 | 17 | 158 | 97 | 9 | 2 | 120.696 | 11.552 | 716937.125 | 666311.875 | 652985.6375 | 690.5229 | 676.7125
5 | 3 | 18 | 3 | 19 | 7 | 1 | 18.014 | 5.605 | 117898.266 | 79350.063 | 77763.0617 | 82.2333 | 80.5887
5 | 3 | 19 | 0 | 0 | 5 | 1 | 0 | 5 | 0 | 0 | 0 | 0 | 0
5 | 3 | 20 | 0 | 0 | 4 | 1 | 0 | 4 | 0 | 0 | 0 | 0 | 0
5 | 3 | 21 | 0 | 0 | 3 | 1 | 0 | 3 | 0 | 0 | 0 | 0 | 0
5 | 3 | 22 | 0 | 0 | 3 | 1 | 0 | 3 | 0 | 0 | 0 | 0 | 0
5 | 3 | 23 | 0 | 0 | 2 | 1 | 0 | 2 | 0 | 0 | 0 | 0 | 0
5 | 4 | 0 | 0 | 0 | 2 | 1 | 0 | 2 | 0 | 0 | 0 | 0 | 0
5 | 4 | 1 | 0 | 0 | 2 | 1 | 0 | 2 | 0 | 0 | 0 | 0 | 0
5 | 4 | 2 | 0 | 0 | 2 | 1 | 0 | 2 | 0 | 0 | 0 | 0 | 0
5 | 4 | 3 | 0 | 0 | 2 | 1 | 0 | 2 | 0 | 0 | 0 | 0 | 0
5 | 4 | 4 | 0 | 0 | 2 | 1 | 0 | 2 | 0 | 0 | 0 | 0 | 0
5 | 4 | 5 | 214 | 33 | 4 | 1 | 25.703 | 2.203 | 170097.219 | 130571.047 | 127959.6261 | 135.3155 | 132.6092
5 | 4 | 6 | 574 | 76 | 8 | 1 | 205.458 | 12.436 | 1117405.875 | 1057663.625 | 1036510.3525 | 1096.0948 | 1074.1729
5 | 4 | 7 | 744 | 98 | 12 | 1 | 443.057 | 24.948 | 2601005 | 2500202.5 | 2450198.45 | 2591.0496 | 2539.2286
5 | 4 | 8 | 843 | 110 | 15 | 1 | 677.676 | 35.963 | 3951428.25 | 3803276.5 | 3727210.97 | 3941.472 | 3862.6425
5 | 4 | 9 | 894 | 120 | 16 | 1 | 868.773 | 43.318 | 4971502 | 4781282 | 4685656.36 | 4955.0142 | 4855.9139
5 | 4 | 10 | 921 | 127 | 17 | 1 | 1004.666 | 48.719 | 5644057 | 5423133 | 5314670.34 | 5620.1874 | 5507.7837
5 | 4 | 11 | 937 | 128 | 18 | 0 | 1074.036 | 58.656 | 5806922.5 | 5578208.5 | 5466644.33 | 5780.8977 | 5665.2798
5 | 4 | 12 | 303 | 468 | 19 | 0 | 791.281 | 51.852 | 4393654 | 4227930.5 | 4143371.89 | 4381.5562 | 4293.925
5 | 4 | 13 | 459 | 395 | 19 | 0 | 842.225 | 51.868 | 4674924 | 4497494 | 4407544.12 | 4660.9145 | 4567.6962
5 | 4 | 14 | 894 | 115 | 19 | 0 | 841.99 | 52.126 | 4656136 | 4479501 | 4389910.98 | 4642.2677 | 4549.4224
5 | 4 | 15 | 832 | 108 | 19 | 0 | 641.661 | 46.138 | 3592609 | 3457965.75 | 3388806.435 | 3583.6141 | 3511.9418
5 | 4 | 16 | 727 | 94 | 18 | 0 | 403.887 | 36.43 | 2250737 | 2160663.25 | 2117449.985 | 2239.1729 | 2194.3894
5 | 4 | 17 | 535 | 71 | 16 | 1 | 169.823 | 21.314 | 865778.938 | 811862.875 | 795625.6175 | 841.3626 | 824.5354
5 | 4 | 18 | 133 | 23 | 13 | 1 | 17.77 | 12.006 | 113858.508 | 75385.398 | 73877.69 | 78.1246 | 76.5621
5 | 4 | 19 | 0 | 0 | 11 | 1 | 0 | 11 | 0 | 0 | 0 | 0 | 0
5 | 4 | 20 | 0 | 0 | 10 | 1 | 0 | 10 | 0 | 0 | 0 | 0 | 0
5 | 4 | 21 | 0 | 0 | 9 | 0 | 0 | 9 | 0 | 0 | 0 | 0 | 0
5 | 4 | 22 | 0 | 0 | 8 | 0 | 0 | 8 | 0 | 0 | 0 | 0 | 0
5 | 4 | 23 | 0 | 0 | 7 | 0 | 0 | 7 | 0 | 0 | 0 | 0 | 0
5 | 5 | 0 | 0 | 0 | 6 | 0 | 0 | 6 | 0 | 0 | 0 | 0 | 0
5 | 5 | 1 | 0 | 0 | 5 | 0 | 0 | 5 | 0 | 0 | 0 | 0 | 0
5 | 5 | 2 | 0 | 0 | 5 | 1 | 0 | 5 | 0 | 0 | 0 | 0 | 0
5 | 5 | 3 | 0 | 0 | 5 | 1 | 0 | 5 | 0 | 0 | 0 | 0 | 0
5 | 5 | 4 | 0 | 0 | 5 | 1 | 0 | 5 | 0 | 0 | 0 | 0 | 0
5 | 5 | 5 | 231 | 33 | 8 | 1 | 25.675 | 6.287 | 167659.188 | 128179.008 | 125615.4278 | 132.8365 | 130.1798
5 | 5 | 6 | 590 | 73 | 12 | 2 | 207.085 | 15.799 | 1110274.375 | 1050701.875 | 1029687.8375 | 1088.8801 | 1067.1025
5 | 5 | 7 | 755 | 96 | 16 | 2 | 446.918 | 26.885 | 2605838.25 | 2504883.25 | 2454785.585 | 2595.9004 | 2543.9824
5 | 5 | 8 | 849 | 108 | 18 | 2 | 680.251 | 35.656 | 3970980.5 | 3822073.5 | 3745632.03 | 3960.952 | 3881.733
5 | 5 | 9 | 892 | 121 | 20 | 2 | 868.559 | 43.004 | 4976208 | 4785781 | 4690065.38 | 4959.6767 | 4860.4831
5 | 5 | 10 | 911 | 132 | 21 | 2 | 1000.524 | 47.723 | 5642192.5 | 5421357 | 5312929.86 | 5618.3469 | 5505.98
5 | 5 | 11 | 922 | 135 | 22 | 2 | 1066.208 | 50.615 | 5948493 | 5712895.5 | 5598637.59 | 5920.4787 | 5802.0691
5 | 5 | 12 | 272 | 475 | 23 | 2 | 767.336 | 44.5 | 4381724 | 4216488.5 | 4132158.73 | 4369.6984 | 4282.3044
5 | 5 | 13 | 400 | 391 | 22 | 3 | 777.322 | 40.522 | 4503861 | 4333600 | 4246928 | 4491.0653 | 4401.244
5 | 5 | 14 | 302 | 366 | 21 | 3 | 617.634 | 35.94 | 3635243 | 3499030 | 3429049.4 | 3626.1704 | 3553.647
5 | 5 | 15 | 55 | 270 | 20 | 2 | 298.226 | 28.276 | 1803326.875 | 1726027.125 | 1691506.5825 | 1788.7439 | 1752.969
5 | 5 | 16 | 203 | 194 | 19 | 1 | 273.757 | 27.063 | 1629503.75 | 1556885.25 | 1525747.545 | 1613.4561 | 1581.187
5 | 5 | 17 | 0 | 16 | 17 | 0 | 15.148 | 18.076 | 95085.734 | 56960.465 | 55821.2557 | 59.0302 | 57.8496
5 | 5 | 18 | 0 | 2 | 15 | 0 | 1.889 | 11.327 | 12133.364 | 0 | 0 | 0 | 0
5 | 5 | 19 | 0 | 0 | 14 | 0 | 0 | 14 | 0 | 0 | 0 | 0 | 0
5 | 5 | 20 | 0 | 0 | 13 | 0 | 0 | 13 | 0 | 0 | 0 | 0 | 0
5 | 5 | 21 | 0 | 0 | 11 | 0 | 0 | 11 | 0 | 0 | 0 | 0 | 0
5 | 5 | 22 | 0 | 0 | 11 | 0 | 0 | 11 | 0 | 0 | 0 | 0 | 0
5 | 5 | 23 | 0 | 0 | 10 | 1 | 0 | 10 | 0 | 0 | 0 | 0 | 0
5 | 6 | 0 | 0 | 0 | 9 | 1 | 0 | 9 | 0 | 0 | 0 | 0 | 0
5 | 6 | 1 | 0 | 0 | 9 | 1 | 0 | 9 | 0 | 0 | 0 | 0 | 0
5 | 6 | 2 | 0 | 0 | 8 | 1 | 0 | 8 | 0 | 0 | 0 | 0 | 0
5 | 6 | 3 | 0 | 0 | 7 | 1 | 0 | 7 | 0 | 0 | 0 | 0 | 0
5 | 6 | 4 | 0 | 0 | 7 | 1 | 0 | 7 | 0 | 0 | 0 | 0 | 0
5 | 6 | 5 | 145 | 31 | 9 | 1 | 23.935 | 7.142 | 155860.25 | 116602.211 | 114270.1668 | 120.8391 | 118.4223
5 | 6 | 6 | 438 | 87 | 13 | 2 | 184.827 | 16.189 | 1020022.125 | 962573.875 | 943322.3975 | 997.5499 | 977.5989
5 | 6 | 7 | 513 | 151 | 17 | 2 | 388.521 | 26.26 | 2292650.25 | 2201326.25 | 2157299.725 | 2281.3134 | 2235.6872
5 | 6 | 8 | 553 | 218 | 20 | 3 | 593.09 | 33.456 | 3499482.5 | 3368235.5 | 3300870.79 | 3490.6234 | 3420.8109
5 | 6 | 9 | 447 | 328 | 22 | 3 | 713.464 | 38.67 | 4157575 | 4001359 | 3921331.82 | 4146.752 | 4063.817
5 | 6 | 10 | 898 | 142 | 23 | 4 | 998.523 | 44.298 | 5704269 | 5480481.5 | 5370871.87 | 5679.6197 | 5566.0273
5 | 6 | 11 | 911 | 144 | 24 | 5 | 1064.31 | 44.976 | 6066665 | 5825242 | 5708737.16 | 6036.9074 | 5916.1693
5 | 6 | 12 | 491 | 403 | 25 | 5 | 917.423 | 43.286 | 5262622.5 | 5059401.5 | 4958213.47 | 5243.2394 | 5138.3746
5 | 6 | 13 | 303 | 438 | 25 | 6 | 735.248 | 38.048 | 4299337 | 4137446.5 | 4054697.57 | 4287.7844 | 4202.0287
5 | 6 | 14 | 745 | 199 | 24 | 6 | 813.892 | 38.174 | 4745652.5 | 4565214 | 4473909.72 | 4731.0952 | 4636.4733
5 | 6 | 15 | 537 | 210 | 23 | 6 | 555.892 | 32.758 | 3281338 | 3157869.75 | 3094712.355 | 3272.6138 | 3207.1615
5 | 6 | 16 | 424 | 174 | 21 | 5 | 352.406 | 27.551 | 2065342.5 | 1980688.5 | 1941074.73 | 2052.6586 | 2011.6054
5 | 6 | 17 | 442 | 75 | 19 | 5 | 155.557 | 21.345 | 810201.188 | 757527.375 | 742376.8275 | 785.0528 | 769.3518
5 | 6 | 18 | 73 | 25 | 17 | 6 | 20.913 | 16.393 | 132028.688 | 93217.141 | 91352.7982 | 96.6043 | 94.6722
5 | 6 | 19 | 0 | 0 | 15 | 5 | 0 | 15 | 0 | 0 | 0 | 0 | 0
5 | 6 | 20 | 0 | 0 | 13 | 4 | 0 | 13 | 0 | 0 | 0 | 0 | 0
5 | 6 | 21 | 0 | 0 | 12 | 2 | 0 | 12 | 0 | 0 | 0 | 0 | 0
5 | 6 | 22 | 0 | 0 | 10 | 2 | 0 | 10 | 0 | 0 | 0 | 0 | 0
5 | 6 | 23 | 0 | 0 | 8 | 1 | 0 | 8 | 0 | 0 | 0 | 0 | 0
5 | 7 | 0 | 0 | 0 | 7 | 1 | 0 | 7 | 0 | 0 | 0 | 0 | 0
5 | 7 | 1 | 0 | 0 | 7 | 1 | 0 | 7 | 0 | 0 | 0 | 0 | 0
5 | 7 | 2 | 0 | 0 | 6 | 1 | 0 | 6 | 0 | 0 | 0 | 0 | 0
5 | 7 | 3 | 0 | 0 | 5 | 1 | 0 | 5 | 0 | 0 | 0 | 0 | 0
5 | 7 | 4 | 0 | 0 | 5 | 1 | 0 | 5 | 0 | 0 | 0 | 0 | 0
5 | 7 | 5 | 301 | 33 | 7 | 1 | 26.23 | 5.173 | 171911.516 | 132351.094 | 129704.0721 | 137.1602 | 134.417
5 | 7 | 6 | 668 | 64 | 10 | 2 | 218.209 | 14.096 | 1162222.375 | 1101407.875 | 1079379.7175 | 1141.4285 | 1118.6
5 | 7 | 7 | 825 | 81 | 12 | 3 | 466.258 | 22.139 | 2759581 | 2653711 | 2600636.78 | 2750.136 | 2695.1333
5 | 7 | 8 | 908 | 91 | 14 | 4 | 701.461 | 28.792 | 4195808.5 | 4038072.5 | 3957311.05 | 4184.7995 | 4101.1035
5 | 7 | 9 | 959 | 97 | 15 | 5 | 900.247 | 32.354 | 5362624.5 | 5154835.5 | 5051738.79 | 5342.1411 | 5235.2983
5 | 7 | 10 | 988 | 98 | 17 | 5 | 1038.519 | 37.33 | 6087822 | 5845348 | 5728441.04 | 6057.744 | 5936.5891
5 | 7 | 11 | 991 | 104 | 18 | 5 | 1103.382 | 39.788 | 6412147 | 5944166.5 | 5825283.17 | 6160.1532 | 6036.9501
5 | 7 | 12 | 986 | 103 | 19 | 4 | 1092.048 | 43.091 | 6268777 | 5944166.5 | 5825283.17 | 6160.1532 | 6036.9501
5 | 7 | 13 | 964 | 104 | 19 | 4 | 1006.885 | 41.317 | 5815411.5 | 5586288 | 5474562.24 | 5789.2708 | 5673.4854
5 | 7 | 14 | 934 | 98 | 19 | 4 | 857.029 | 38.043 | 4997107 | 4805761 | 4709645.78 | 4980.3827 | 4880.775
5 | 7 | 15 | 698 | 157 | 18 | 3 | 607.545 | 32.959 | 3576915.75 | 3442848 | 3373991.04 | 3567.947 | 3496.5881
5 | 7 | 16 | 750 | 79 | 17 | 3 | 400.519 | 26.533 | 2308454.25 | 2216656.5 | 2172323.37 | 2297.2007 | 2251.2567
5 | 7 | 17 | 642 | 50 | 15 | 2 | 172.884 | 19.195 | 853996.5 | 800345.063 | 784338.1617 | 829.4263 | 812.8378
5 | 7 | 18 | 238 | 23 | 12 | 1 | 17.585 | 10.993 | 113053.758 | 74595.594 | 73103.6821 | 77.3061 | 75.76
5 | 7 | 19 | 0 | 0 | 10 | 1 | 0 | 10 | 0 | 0 | 0 | 0 | 0
5 | 7 | 20 | 0 | 0 | 9 | 2 | 0 | 9 | 0 | 0 | 0 | 0 | 0
5 | 7 | 21 | 0 | 0 | 8 | 2 | 0 | 8 | 0 | 0 | 0 | 0 | 0
5 | 7 | 22 | 0 | 0 | 7 | 2 | 0 | 7 | 0 | 0 | 0 | 0 | 0
5 | 7 | 23 | 0 | 0 | 6 | 2 | 0 | 6 | 0 | 0 | 0 | 0 | 0
5 | 8 | 0 | 0 | 0 | 6 | 2 | 0 | 6 | 0 | 0 | 0 | 0 | 0
5 | 8 | 1 | 0 | 0 | 6 | 3 | 0 | 6 | 0 | 0 | 0 | 0 | 0
5 | 8 | 2 | 0 | 0 | 6 | 2 | 0 | 6 | 0 | 0 | 0 | 0 | 0
5 | 8 | 3 | 0 | 0 | 6 | 2 | 0 | 6 | 0 | 0 | 0 | 0 | 0
5 | 8 | 4 | 0 | 0 | 6 | 2 | 0 | 6 | 0 | 0 | 0 | 0 | 0
5 | 8 | 5 | 117 | 34 | 8 | 2 | 28.07 | 6.637 | 183088.875 | 143317.094 | 140450.7521 | 148.5247 | 145.5542
5 | 8 | 6 | 148 | 118 | 10 | 3 | 145.755 | 11.859 | 884027.063 | 829699.5 | 813105.51 | 859.8474 | 842.6504
5 | 8 | 7 | 533 | 147 | 13 | 4 | 394.747 | 20.491 | 2375609 | 2281783.75 | 2236148.075 | 2364.6944 | 2317.4005
5 | 8 | 8 | 342 | 288 | 16 | 4 | 517.89 | 26.677 | 3137917.25 | 3019427.75 | 2959039.195 | 3129.1414 | 3066.5586
5 | 8 | 9 | 504 | 323 | 17 | 3 | 755.733 | 34.57 | 4469925 | 4301068 | 4215046.64 | 4457.3512 | 4368.2042
5 | 8 | 10 | 948 | 110 | 19 | 3 | 1013.337 | 42.889 | 5819469 | 5590150 | 5478347 | 5793.2731 | 5677.4077
5 | 8 | 11 | 531 | 415 | 20 | 2 | 971.953 | 46.493 | 5508624.5 | 5294073 | 5188191.54 | 5486.4379 | 5376.7092
5 | 8 | 12 | 15 | 225 | 21 | 2 | 231.837 | 28.671 | 1402594.625 | 1335850.25 | 1309133.245 | 1384.3896 | 1356.7018
5 | 8 | 13 | 551 | 342 | 21 | 2 | 873.719 | 42.785 | 5019685 | 4827343.5 | 4730796.63 | 5002.7494 | 4902.6944
5 | 8 | 14 | 648 | 237 | 20 | 2 | 773.555 | 41.217 | 4461134.5 | 4292640 | 4206787.2 | 4448.617 | 4359.6446
5 | 8 | 15 | 456 | 237 | 19 | 2 | 531.24 | 33.833 | 3127342.5 | 3009216 | 2949031.68 | 3118.5586 | 3056.1874
5 | 8 | 16 | 497 | 146 | 18 | 2 | 356.814 | 27.55 | 2079704.875 | 1994637.375 | 1954744.6275 | 2067.1143 | 2025.772
5 | 8 | 17 | 622 | 53 | 16 | 1 | 172.55 | 21.156 | 853443.188 | 799804.188 | 783808.1042 | 828.8658 | 812.2885
5 | 8 | 18 | 232 | 24 | 14 | 1 | 18.451 | 13.066 | 117803.75 | 79257.297 | 77672.1511 | 82.1372 | 80.4944
5 | 8 | 19 | 0 | 0 | 12 | 1 | 0 | 12 | 0 | 0 | 0 | 0 | 0
5 | 8 | 20 | 0 | 0 | 10 | 1 | 0 | 10 | 0 | 0 | 0 | 0 | 0
5 | 8 | 21 | 0 | 0 | 10 | 0 | 0 | 10 | 0 | 0 | 0 | 0 | 0
5 | 8 | 22 | 0 | 0 | 9 | 0 | 0 | 9 | 0 | 0 | 0 | 0 | 0
5 | 8 | 23 | 0 | 0 | 9 | 0 | 0 | 9 | 0 | 0 | 0 | 0 | 0
5 | 9 | 0 | 0 | 0 | 8 | 0 | 0 | 8 | 0 | 0 | 0 | 0 | 0
5 | 9 | 1 | 0 | 0 | 7 | 0 | 0 | 7 | 0 | 0 | 0 | 0 | 0
5 | 9 | 2 | 0 | 0 | 6 | 0 | 0 | 6 | 0 | 0 | 0 | 0 | 0
5 | 9 | 3 | 0 | 0 | 5 | 0 | 0 | 5 | 0 | 0 | 0 | 0 | 0
5 | 9 | 4 | 0 | 0 | 5 | 0 | 0 | 5 | 0 | 0 | 0 | 0 | 0
5 | 9 | 5 | 302 | 34 | 7 | 0 | 26.816 | 3.82 | 176531.156 | 136883.453 | 134145.7839 | 141.8572 | 139.0201
5 | 9 | 6 | 633 | 68 | 10 | 1 | 215.525 | 14.785 | 1155474.5 | 1094822.25 | 1072925.805 | 1134.6036 | 1111.9115
5 | 9 | 7 | 784 | 87 | 14 | 1 | 454.853 | 27.318 | 2647994.75 | 2545704.5 | 2494790.41 | 2638.205 | 2585.4409
5 | 9 | 8 | 876 | 97 | 17 | 1 | 687.399 | 38.204 | 3975506.5 | 3826424.25 | 3749895.765 | 3965.4608 | 3886.1516
5 | 9 | 9 | 926 | 104 | 20 | 1 | 880.73 | 47.427 | 4962540.5 | 4772713.5 | 4677259.23 | 4946.1344 | 4847.2117
5 | 9 | 10 | 946 | 113 | 21 | 1 | 1014.624 | 52.717 | 5613061.5 | 5393604.5 | 5285732.41 | 5589.586 | 5477.7943
5 | 9 | 11 | 958 | 114 | 22 | 2 | 1080.656 | 51 | 6020193 | 5781069.5 | 5665448.11 | 5991.1299 | 5871.3073
5 | 9 | 12 | 948 | 119 | 23 | 3 | 1070.611 | 48.715 | 6016587 | 5777641.5 | 5662088.67 | 5987.5773 | 5867.8258
5 | 9 | 13 | 923 | 122 | 24 | 4 | 987.292 | 45.71 | 5609333.5 | 5390052.5 | 5282251.45 | 5585.9049 | 5474.1868
5 | 9 | 14 | 664 | 241 | 25 | 4 | 790.281 | 42.478 | 4536248.5 | 4364642 | 4277349.16 | 4523.2352 | 4432.7705
5 | 9 | 15 | 861 | 95 | 24 | 5 | 646.544 | 36.658 | 3748970.25 | 3608523 | 3536352.54 | 3739.6419 | 3664.8491
5 | 9 | 16 | 780 | 80 | 23 | 4 | 415.19 | 31.959 | 2347699 | 2254719.25 | 2209624.865 | 2336.6465 | 2289.9136
5 | 9 | 17 | 627 | 59 | 20 | 3 | 178.562 | 23.782 | 881215.5 | 826951.5 | 810412.47 | 856.9995 | 839.8595
5 | 9 | 18 | 248 | 24 | 17 | 3 | 18.403 | 16.241 | 116241.141 | 77723.742 | 76169.2672 | 80.5479 | 78.9369
5 | 9 | 19 | 0 | 0 | 14 | 3 | 0 | 14 | 0 | 0 | 0 | 0 | 0
5 | 9 | 20 | 0 | 0 | 13 | 3 | 0 | 13 | 0 | 0 | 0 | 0 | 0
5 | 9 | 21 | 0 | 0 | 12 | 3 | 0 | 12 | 0 | 0 | 0 | 0 | 0
5 | 9 | 22 | 0 | 0 | 10 | 2 | 0 | 10 | 0 | 0 | 0 | 0 | 0
5 | 9 | 23 | 0 | 0 | 10 | 2 | 0 | 10 | 0 | 0 | 0 | 0 | 0
5 | 10 | 0 | 0 | 0 | 9 | 1 | 0 | 9 | 0 | 0 | 0 | 0 | 0
5 | 10 | 1 | 0 | 0 | 8 | 1 | 0 | 8 | 0 | 0 | 0 | 0 | 0
5 | 10 | 2 | 0 | 0 | 8 | 1 | 0 | 8 | 0 | 0 | 0 | 0 | 0
5 | 10 | 3 | 0 | 0 | 7 | 2 | 0 | 7 | 0 | 0 | 0 | 0 | 0
5 | 10 | 4 | 0 | 0 | 7 | 2 | 0 | 7 | 0 | 0 | 0 | 0 | 0
5 | 10 | 5 | 326 | 35 | 10 | 2 | 28.006 | 8.672 | 181446.609 | 141705.906 | 138871.7879 | 146.8549 | 143.9178
5 | 10 | 6 | 673 | 66 | 14 | 3 | 223.834 | 17.806 | 1183164.75 | 1121845.625 | 1099408.7125 | 1162.6089 | 1139.3567
5 | 10 | 7 | 825 | 83 | 17 | 4 | 470.532 | 26.296 | 2747587.5 | 2642105.5 | 2589263.39 | 2738.1088 | 2683.3466
5 | 10 | 8 | 907 | 94 | 20 | 5 | 705.503 | 33.249 | 4154196.5 | 3998114.25 | 3918151.965 | 4143.3893 | 4060.5216
5 | 10 | 9 | 949 | 102 | 22 | 5 | 898.03 | 39.338 | 5215467.5 | 5014382 | 4914094.36 | 5196.5841 | 5092.6524
5 | 10 | 10 | 514 | 375 | 23 | 5 | 881.288 | 40.326 | 5110262 | 4913900 | 4815622 | 5092.451 | 4990.602
5 | 10 | 11 | 975 | 111 | 24 | 5 | 1094.509 | 45.366 | 6229631 | 5944166.5 | 5825283.17 | 6160.1532 | 6036.9501
5 | 10 | 12 | 960 | 117 | 25 | 5 | 1080.401 | 46.431 | 6124542 | 5880239 | 5762634.22 | 6093.9028 | 5972.0247
5 | 10 | 13 | 932 | 120 | 25 | 6 | 993.57 | 42.745 | 5708158.5 | 5484185 | 5374501.3 | 5683.4578 | 5569.7887
5 | 10 | 14 | 885 | 121 | 25 | 6 | 841.409 | 39.993 | 4871572 | 4685712.5 | 4591998.25 | 4855.9721 | 4758.8527
5 | 10 | 15 | 832 | 109 | 25 | 5 | 644.157 | 37.703 | 3722572 | 3583113.5 | 3511451.23 | 3713.3092 | 3639.043
5 | 10 | 16 | 738 | 94 | 24 | 4 | 410.986 | 32.865 | 2322643.25 | 2230419.25 | 2185810.865 | 2311.4635 | 2265.2343
5 | 10 | 17 | 564 | 62 | 21 | 2 | 169.668 | 25.189 | 844427.313 | 790990.375 | 775170.5675 | 819.7317 | 803.3371
5 | 10 | 18 | 174 | 28 | 17 | 1 | 21.724 | 16.239 | 137224.891 | 98316.25 | 96349.925 | 101.8887 | 99.8509
5 | 10 | 19 | 0 | 0 | 15 | 2 | 0 | 15 | 0 | 0 | 0 | 0 | 0
5 | 10 | 20 | 0 | 0 | 13 | 2 | 0 | 13 | 0 | 0 | 0 | 0 | 0
5 | 10 | 21 | 0 | 0 | 12 | 2 | 0 | 12 | 0 | 0 | 0 | 0 | 0
5 | 10 | 22 | 0 | 0 | 12 | 2 | 0 | 12 | 0 | 0 | 0 | 0 | 0
5 | 10 | 23 | 0 | 0 | 11 | 2 | 0 | 11 | 0 | 0 | 0 | 0 | 0
5 | 11 | 0 | 0 | 0 | 10 | 2 | 0 | 10 | 0 | 0 | 0 | 0 | 0
5 | 11 | 1 | 0 | 0 | 9 | 2 | 0 | 9 | 0 | 0 | 0 | 0 | 0
5 | 11 | 2 | 0 | 0 | 8 | 2 | 0 | 8 | 0 | 0 | 0 | 0 | 0
5 | 11 | 3 | 0 | 0 | 7 | 2 | 0 | 7 | 0 | 0 | 0 | 0 | 0
5 | 11 | 4 | 0 | 0 | 7 | 1 | 0 | 7 | 0 | 0 | 0 | 0 | 0
5 | 11 | 5 | 266 | 38 | 9 | 1 | 30.241 | 7.358 | 196782.313 | 156750.688 | 153615.6742 | 162.4464 | 159.1974
5 | 11 | 6 | 594 | 78 | 12 | 1 | 217.304 | 16.875 | 1172540.375 | 1111477.5 | 1089247.95 | 1151.864 | 1128.8268
5 | 11 | 7 | 751 | 100 | 15 | 0 | 453.136 | 32.171 | 2598137.25 | 2497425.25 | 2447476.745 | 2588.1715 | 2536.408
5 | 11 | 8 | 838 | 115 | 18 | 2 | 683.041 | 35.747 | 3987844.75 | 3838284.5 | 3761518.81 | 3977.752 | 3898.197
5 | 11 | 9 | 889 | 124 | 20 | 3 | 870.786 | 40.49 | 5036210.5 | 4843138.5 | 4746275.73 | 5019.1183 | 4918.7359
5 | 11 | 10 | 913 | 133 | 21 | 4 | 1003.88 | 42.766 | 5767883 | 5541049.5 | 5430228.51 | 5742.3885 | 5627.5408
5 | 11 | 11 | 385 | 448 | 22 | 5 | 852.341 | 38.935 | 4968897 | 4778791.5 | 4683215.67 | 4952.4332 | 4853.3845
5 | 11 | 12 | 921 | 139 | 23 | 5 | 1063.823 | 43.737 | 6092032.5 | 5849349.5 | 5732362.51 | 6061.8909 | 5940.6531
5 | 11 | 13 | 919 | 130 | 22 | 5 | 991.612 | 41.692 | 5719329.5 | 5494822.5 | 5384926.05 | 5694.4818 | 5580.5922
5 | 11 | 14 | 907 | 116 | 21 | 5 | 854.176 | 37.947 | 4982763.5 | 4792048.5 | 4696207.53 | 4966.1719 | 4866.8485
5 | 11 | 15 | 868 | 103 | 20 | 6 | 661.142 | 31.617 | 3905184 | 3758811 | 3683634.78 | 3895.3908 | 3817.483
5 | 11 | 16 | 790 | 88 | 17 | 7 | 428.449 | 23.543 | 2499337.5 | 2401715 | 2353680.7 | 2488.9835 | 2439.2038
5 | 11 | 17 | 634 | 66 | 14 | 6 | 187.838 | 16.668 | 959627 | 903576.563 | 885505.0317 | 936.4088 | 917.6807
5 | 11 | 18 | 248 | 29 | 11 | 4 | 23.051 | 10.311 | 148532.094 | 109411.672 | 107223.4386 | 113.3872 | 111.1195
5 | 11 | 19 | 0 | 0 | 9 | 3 | 0 | 9 | 0 | 0 | 0 | 0 | 0
5 | 11 | 20 | 0 | 0 | 8 | 3 | 0 | 8 | 0 | 0 | 0 | 0 | 0
5 | 11 | 21 | 0 | 0 | 6 | 4 | 0 | 6 | 0 | 0 | 0 | 0 | 0
5 | 11 | 22 | 0 | 0 | 5 | 5 | 0 | 5 | 0 | 0 | 0 | 0 | 0
5 | 11 | 23 | 0 | 0 | 3 | 4 | 0 | 3 | 0 | 0 | 0 | 0 | 0
5 | 12 | 0 | 0 | 0 | 2 | 3 | 0 | 2 | 0 | 0 | 0 | 0 | 0
5 | 12 | 1 | 0 | 0 | 2 | 1 | 0 | 2 | 0 | 0 | 0 | 0 | 0
5 | 12 | 2 | 0 | 0 | 1 | 0 | 0 | 1 | 0 | 0 | 0 | 0 | 0
5 | 12 | 3 | 0 | 0 | 0 | 0 | 0 | 0 | 0 | 0 | 0 | 0 | 0
5 | 12 | 4 | 0 | 0 | 1 | 0 | 0 | 1 | 0 | 0 | 0 | 0 | 0
5 | 12 | 5 | 337 | 37 | 3 | 2 | 30.874 | 1.641 | 204685.281 | 164503.25 | 161213.185 | 170.4806 | 167.071
5 | 12 | 6 | 672 | 69 | 7 | 3 | 227.954 | 10.877 | 1239105.75 | 1176427.375 | 1152898.8275 | 1219.1739 | 1194.7904
5 | 12 | 7 | 828 | 84 | 10 | 3 | 474.197 | 20.375 | 2828116.25 | 2720015.5 | 2665615.19 | 2818.8497 | 2762.4727
5 | 12 | 8 | 919 | 90 | 13 | 3 | 710.302 | 29.515 | 4238774.5 | 4079321 | 3997734.58 | 4227.5468 | 4142.9959
5 | 12 | 9 | 969 | 94 | 16 | 3 | 906.81 | 37.504 | 5301994.5 | 5096981.5 | 4995041.87 | 5282.1849 | 5176.5412
5 | 12 | 10 | 992 | 98 | 18 | 3 | 1042.68 | 42.932 | 5987019.5 | 5749531 | 5634540.38 | 5958.4454 | 5839.2765
5 | 12 | 11 | 528 | 419 | 19 | 3 | 971.707 | 42.618 | 5587986.5 | 5369712.5 | 5262318.25 | 5564.8259 | 5453.5293
5 | 12 | 12 | 389 | 444 | 20 | 4 | 849.364 | 38.788 | 4954165 | 4764705 | 4669410.9 | 4937.8349 | 4839.0782
5 | 12 | 13 | 294 | 439 | 21 | 4 | 726.036 | 36.951 | 4262572.5 | 4102164 | 4020120.72 | 4251.2198 | 4166.1954
5 | 12 | 14 | 665 | 236 | 20 | 4 | 786.022 | 36.986 | 4604179 | 4429732 | 4341137.36 | 4590.6903 | 4498.8765
5 | 12 | 15 | 296 | 287 | 20 | 4 | 474.917 | 30.525 | 2836275 | 2727907.25 | 2673349.105 | 2827.0282 | 2770.4877
5 | 12 | 16 | 745 | 83 | 19 | 4 | 404.735 | 27.389 | 2330021.5 | 2237575.25 | 2192823.745 | 2318.8796 | 2272.502
5 | 12 | 17 | 0 | 26 | 16 | 3 | 24.634 | 15.982 | 155736.75 | 116481.039 | 114151.4182 | 120.7135 | 118.2992
5 | 12 | 18 | 266 | 28 | 12 | 2 | 22.013 | 10.636 | 141689.734 | 102697.539 | 100643.5882 | 106.4291 | 104.3006
5 | 12 | 19 | 0 | 0 | 10 | 2 | 0 | 10 | 0 | 0 | 0 | 0 | 0
5 | 12 | 20 | 0 | 0 | 9 | 3 | 0 | 9 | 0 | 0 | 0 | 0 | 0
5 | 12 | 21 | 0 | 0 | 8 | 4 | 0 | 8 | 0 | 0 | 0 | 0 | 0
5 | 12 | 22 | 0 | 0 | 7 | 3 | 0 | 7 | 0 | 0 | 0 | 0 | 0
5 | 12 | 23 | 0 | 0 | 6 | 3 | 0 | 6 | 0 | 0 | 0 | 0 | 0
5 | 13 | 0 | 0 | 0 | 5 | 2 | 0 | 5 | 0 | 0 | 0 | 0 | 0
5 | 13 | 1 | 0 | 0 | 5 | 2 | 0 | 5 | 0 | 0 | 0 | 0 | 0
5 | 13 | 2 | 0 | 0 | 4 | 1 | 0 | 4 | 0 | 0 | 0 | 0 | 0
5 | 13 | 3 | 0 | 0 | 4 | 1 | 0 | 4 | 0 | 0 | 0 | 0 | 0
5 | 13 | 4 | 0 | 0 | 4 | 1 | 0 | 4 | 0 | 0 | 0 | 0 | 0
5 | 13 | 5 | 326 | 37 | 7 | 1 | 31.22 | 5.343 | 204499.094 | 164320.609 | 161034.1968 | 170.2913 | 166.8855
5 | 13 | 6 | 642 | 70 | 11 | 1 | 222.357 | 16.04 | 1192838.375 | 1131285.25 | 1108659.545 | 1172.3915 | 1148.9437
5 | 13 | 7 | 788 | 89 | 14 | 1 | 461.092 | 27.542 | 2684999.75 | 2581529.5 | 2529898.91 | 2675.3317 | 2621.8251
5 | 13 | 8 | 877 | 96 | 16 | 1 | 688.69 | 37.314 | 3996637.75 | 3846736.25 | 3769801.525 | 3986.5109 | 3906.7807
5 | 13 | 9 | 459 | 335 | 17 | 1 | 729.686 | 40.394 | 4225297 | 4066383.5 | 3985055.83 | 4214.1392 | 4129.8564
5 | 13 | 10 | 153 | 467 | 18 | 1 | 619.314 | 38.364 | 3617698.5 | 3482132.5 | 3412489.85 | 3608.6589 | 3536.4858
5 | 13 | 11 | 464 | 455 | 18 | 1 | 942.951 | 47.005 | 5333912.5 | 5127440 | 5024891.2 | 5313.7502 | 5207.4752
5 | 13 | 12 | 325 | 460 | 18 | 1 | 801.815 | 44.385 | 4580585 | 4407127.5 | 4318984.95 | 4567.2645 | 4475.9192
5 | 13 | 13 | 190 | 440 | 18 | 1 | 622.813 | 38.769 | 3632465 | 3496354.5 | 3426427.41 | 3623.3977 | 3550.9297
5 | 13 | 14 | 291 | 375 | 18 | 1 | 616.112 | 37.819 | 3601751.5 | 3466772.5 | 3397437.05 | 3592.7408 | 3520.886
5 | 13 | 15 | 828 | 107 | 17 | 2 | 640.433 | 34.192 | 3749029 | 3608579.5 | 3536407.91 | 3739.7005 | 3664.9065
5 | 13 | 16 | 734 | 93 | 16 | 2 | 409.654 | 27.318 | 2362829 | 2269391.5 | 2224003.67 | 2351.8519 | 2304.8149
5 | 13 | 17 | 555 | 73 | 15 | 1 | 180.015 | 20.664 | 926086.188 | 870803.813 | 853387.7367 | 902.4453 | 884.3964
5 | 13 | 18 | 184 | 31 | 12 | 1 | 24.114 | 11.257 | 154896.703 | 115656.773 | 113343.6375 | 119.8593 | 117.4621
5 | 13 | 19 | 0 | 0 | 10 | 1 | 0 | 10 | 0 | 0 | 0 | 0 | 0
5 | 13 | 20 | 0 | 0 | 9 | 1 | 0 | 9 | 0 | 0 | 0 | 0 | 0
5 | 13 | 21 | 0 | 0 | 9 | 0 | 0 | 9 | 0 | 0 | 0 | 0 | 0
5 | 13 | 22 | 0 | 0 | 8 | 0 | 0 | 8 | 0 | 0 | 0 | 0 | 0
5 | 13 | 23 | 0 | 0 | 8 | 0 | 0 | 8 | 0 | 0 | 0 | 0 | 0
5 | 14 | 0 | 0 | 0 | 7 | 0 | 0 | 7 | 0 | 0 | 0 | 0 | 0
5 | 14 | 1 | 0 | 0 | 7 | 0 | 0 | 7 | 0 | 0 | 0 | 0 | 0
5 | 14 | 2 | 0 | 0 | 7 | 0 | 0 | 7 | 0 | 0 | 0 | 0 | 0
5 | 14 | 3 | 0 | 0 | 7 | 0 | 0 | 7 | 0 | 0 | 0 | 0 | 0
5 | 14 | 4 | 0 | 0 | 7 | 0 | 0 | 7 | 0 | 0 | 0 | 0 | 0
5 | 14 | 5 | 243 | 44 | 8 | 0 | 36.288 | 5.318 | 237715.828 | 196901.672 | 192963.6386 | 204.0563 | 199.9751
5 | 14 | 6 | 534 | 91 | 11 | 1 | 216.996 | 15.89 | 1195712.125 | 1134089.625 | 1111407.8325 | 1175.2978 | 1151.7918
5 | 14 | 7 | 498 | 162 | 14 | 2 | 394.933 | 23.555 | 2358717.5 | 2265404.5 | 2220096.41 | 2347.72 | 2300.7656
5 | 14 | 8 | 593 | 212 | 15 | 2 | 615.189 | 30.905 | 3663247 | 3525997.5 | 3455477.55 | 3654.1178 | 3581.0354
5 | 14 | 9 | 558 | 294 | 16 | 2 | 771.333 | 36.546 | 4529125 | 4357815 | 4270658.7 | 4516.1601 | 4425.8369
5 | 14 | 10 | 374 | 412 | 17 | 2 | 779.242 | 38.177 | 4554631.5 | 4382258.5 | 4294613.33 | 4541.4918 | 4450.662
5 | 14 | 11 | 183 | 499 | 18 | 2 | 693.358 | 37.002 | 4070841.25 | 3918045.25 | 3839684.345 | 4060.411 | 3979.2027
5 | 14 | 12 | 338 | 454 | 18 | 2 | 808.257 | 39.629 | 4699832 | 4521345.5 | 4430918.59 | 4685.6327 | 4591.92
5 | 14 | 13 | 451 | 408 | 18 | 2 | 844.806 | 40.88 | 4888366 | 4701777.5 | 4607741.95 | 4872.6208 | 4775.1684
5 | 14 | 14 | 391 | 340 | 18 | 2 | 661.403 | 36.394 | 3885422.5 | 3739806.25 | 3665010.125 | 3875.6955 | 3798.1816
5 | 14 | 15 | 26 | 244 | 17 | 3 | 250.188 | 23.107 | 1541857 | 1471539.375 | 1442108.5875 | 1525.0091 | 1494.5089
5 | 14 | 16 | 0 | 56 | 15 | 2 | 53.171 | 15.379 | 336841.531 | 294096.156 | 288214.2329 | 304.7824 | 298.6868
5 | 14 | 17 | 0 | 63 | 14 | 1 | 59.722 | 13.79 | 380378.656 | 336768.906 | 330033.5279 | 349.0057 | 342.0256
5 | 14 | 18 | 0 | 12 | 12 | 1 | 11.358 | 10.138 | 73227.992 | 35505.426 | 34795.3175 | 36.7955 | 36.0596
5 | 14 | 19 | 0 | 0 | 11 | 1 | 0 | 11 | 0 | 0 | 0 | 0 | 0
5 | 14 | 20 | 0 | 0 | 11 | 1 | 0 | 11 | 0 | 0 | 0 | 0 | 0
5 | 14 | 21 | 0 | 0 | 11 | 1 | 0 | 11 | 0 | 0 | 0 | 0 | 0
5 | 14 | 22 | 0 | 0 | 10 | 0 | 0 | 10 | 0 | 0 | 0 | 0 | 0
5 | 14 | 23 | 0 | 0 | 10 | 0 | 0 | 10 | 0 | 0 | 0 | 0 | 0
5 | 15 | 0 | 0 | 0 | 9 | 0 | 0 | 9 | 0 | 0 | 0 | 0 | 0
5 | 15 | 1 | 0 | 0 | 9 | 0 | 0 | 9 | 0 | 0 | 0 | 0 | 0
5 | 15 | 2 | 0 | 0 | 8 | 1 | 0 | 8 | 0 | 0 | 0 | 0 | 0
5 | 15 | 3 | 0 | 0 | 8 | 1 | 0 | 8 | 0 | 0 | 0 | 0 | 0
5 | 15 | 4 | 0 | 0 | 8 | 1 | 0 | 8 | 0 | 0 | 0 | 0 | 0
5 | 15 | 5 | 178 | 48 | 8 | 1 | 40.861 | 6.7 | 266463.031 | 225094.078 | 220592.1964 | 233.2731 | 228.6076
5 | 15 | 6 | 174 | 125 | 10 | 0 | 159.396 | 14.185 | 956108.75 | 900139.125 | 882136.3425 | 932.8465 | 914.1896
5 | 15 | 7 | 375 | 194 | 12 | 0 | 365.794 | 25.669 | 2181481.5 | 2093453.25 | 2051584.185 | 2169.5208 | 2126.1303
5 | 15 | 8 | 777 | 135 | 15 | 1 | 663.423 | 35.213 | 3883077.75 | 3737551 | 3662799.98 | 3873.3583 | 3795.8911
5 | 15 | 9 | 839 | 143 | 17 | 1 | 852.916 | 43.754 | 4873773.5 | 4687818.5 | 4594062.13 | 4858.1546 | 4760.9915
5 | 15 | 10 | 875 | 148 | 19 | 2 | 982.694 | 45.353 | 5591695.5 | 5373247 | 5265782.06 | 5568.4888 | 5457.119
5 | 15 | 11 | 897 | 146 | 20 | 2 | 1051.241 | 48.325 | 5916640.5 | 5682601 | 5568948.98 | 5889.0834 | 5771.3018
5 | 15 | 12 | 391 | 449 | 21 | 3 | 855.531 | 41.966 | 4931827 | 4743344 | 4648477.12 | 4915.6977 | 4817.3837
5 | 15 | 13 | 880 | 142 | 21 | 4 | 967.217 | 41.981 | 5572711 | 5355156 | 5248052.88 | 5549.7404 | 5438.7456
5 | 15 | 14 | 854 | 130 | 21 | 4 | 829.684 | 39.345 | 4815664 | 4632221.5 | 4539577.07 | 4800.5375 | 4704.5267
5 | 15 | 15 | 789 | 123 | 20 | 3 | 632.391 | 35.422 | 3687473.25 | 3549324 | 3478337.52 | 3678.2919 | 3604.7261
5 | 15 | 16 | 225 | 203 | 19 | 3 | 292.177 | 26.031 | 1745213.875 | 1669496.75 | 1636106.815 | 1730.1594 | 1695.5562
5 | 15 | 17 | 419 | 85 | 18 | 2 | 163.859 | 21.601 | 870670.688 | 816644.5 | 800311.61 | 846.318 | 829.3917
5 | 15 | 18 | 117 | 33 | 15 | 2 | 27.233 | 14.35 | 173122.016 | 133538.734 | 130867.9593 | 138.391 | 135.6232
5 | 15 | 19 | 0 | 0 | 13 | 2 | 0 | 13 | 0 | 0 | 0 | 0 | 0
5 | 15 | 20 | 0 | 0 | 11 | 1 | 0 | 11 | 0 | 0 | 0 | 0 | 0
5 | 15 | 21 | 0 | 0 | 11 | 0 | 0 | 11 | 0 | 0 | 0 | 0 | 0
5 | 15 | 22 | 0 | 0 | 10 | 0 | 0 | 10 | 0 | 0 | 0 | 0 | 0
5 | 15 | 23 | 0 | 0 | 9 | 0 | 0 | 9 | 0 | 0 | 0 | 0 | 0
5 | 16 | 0 | 0 | 0 | 9 | 0 | 0 | 9 | 0 | 0 | 0 | 0 | 0
5 | 16 | 1 | 0 | 0 | 9 | 0 | 0 | 9 | 0 | 0 | 0 | 0 | 0
5 | 16 | 2 | 0 | 0 | 9 | 1 | 0 | 9 | 0 | 0 | 0 | 0 | 0
5 | 16 | 3 | 0 | 0 | 9 | 1 | 0 | 9 | 0 | 0 | 0 | 0 | 0
5 | 16 | 4 | 0 | 0 | 9 | 1 | 0 | 9 | 0 | 0 | 0 | 0 | 0
5 | 16 | 5 | 206 | 40 | 11 | 2 | 33.275 | 9.841 | 203277.813 | 163122.594 | 159860.1421 | 169.0498 | 165.6688
5 | 16 | 6 | 17 | 113 | 15 | 2 | 110.211 | 16.188 | 690684.438 | 640627.688 | 627815.1342 | 663.9055 | 650.6274
5 | 16 | 7 | 305 | 212 | 20 | 1 | 350.345 | 29.536 | 2068970.5 | 1984212.125 | 1944527.8825 | 2056.3103 | 2015.1841
5 | 16 | 8 | 840 | 110 | 23 | 1 | 680.546 | 43.331 | 3864002.75 | 3719204.25 | 3644820.165 | 3854.3449 | 3777.258
5 | 16 | 9 | 882 | 122 | 24 | 1 | 863.324 | 50.681 | 4804856.5 | 4621879.5 | 4529441.91 | 4789.8197 | 4694.0233
5 | 16 | 10 | 509 | 400 | 25 | 1 | 899.745 | 53.29 | 4967180 | 4777149.5 | 4681606.51 | 4950.7315 | 4851.7169
5 | 16 | 11 | 466 | 404 | 26 | 1 | 893.41 | 54.19 | 4915976.5 | 4728186 | 4633622.28 | 4899.9889 | 4801.9891
5 | 16 | 12 | 929 | 121 | 27 | 1 | 1052.831 | 59.315 | 5677280.5 | 5454779 | 5345683.42 | 5652.9833 | 5539.9237
5 | 16 | 13 | 918 | 115 | 27 | 2 | 975.238 | 53.311 | 5381942.5 | 5173265 | 5069799.7 | 5361.2403 | 5254.0155
5 | 16 | 14 | 568 | 293 | 27 | 3 | 762.528 | 45.541 | 4328295 | 4165232.75 | 4081928.095 | 4316.5802 | 4230.2486
5 | 16 | 15 | 645 | 183 | 26 | 3 | 601.036 | 40.449 | 3446882.25 | 3317533.5 | 3251182.83 | 3438.0791 | 3369.3175
5 | 16 | 16 | 318 | 191 | 24 | 3 | 322.731 | 31.678 | 1877858.5 | 1798503.25 | 1762533.185 | 1863.8535 | 1826.5764
5 | 16 | 17 | 560 | 72 | 22 | 2 | 181.72 | 26.231 | 917806.625 | 862712.938 | 845458.6792 | 894.0604 | 876.1792
5 | 16 | 18 | 211 | 33 | 19 | 1 | 25.695 | 18.492 | 161061.984 | 121706.102 | 119271.98 | 126.1284 | 123.6058
5 | 16 | 19 | 0 | 0 | 17 | 1 | 0 | 17 | 0 | 0 | 0 | 0 | 0
5 | 16 | 20 | 0 | 0 | 16 | 1 | 0 | 16 | 0 | 0 | 0 | 0 | 0
5 | 16 | 21 | 0 | 0 | 15 | 2 | 0 | 15 | 0 | 0 | 0 | 0 | 0
5 | 16 | 22 | 0 | 0 | 14 | 2 | 0 | 14 | 0 | 0 | 0 | 0 | 0
5 | 16 | 23 | 0 | 0 | 14 | 2 | 0 | 14 | 0 | 0 | 0 | 0 | 0
5 | 17 | 0 | 0 | 0 | 14 | 3 | 0 | 14 | 0 | 0 | 0 | 0 | 0
5 | 17 | 1 | 0 | 0 | 13 | 2 | 0 | 13 | 0 | 0 | 0 | 0 | 0
5 | 17 | 2 | 0 | 0 | 13 | 2 | 0 | 13 | 0 | 0 | 0 | 0 | 0
5 | 17 | 3 | 0 | 0 | 12 | 2 | 0 | 12 | 0 | 0 | 0 | 0 | 0
5 | 17 | 4 | 0 | 0 | 12 | 2 | 0 | 12 | 0 | 0 | 0 | 0 | 0
5 | 17 | 5 | 0 | 25 | 13 | 3 | 23.699 | 11.809 | 151946.469 | 112761.961 | 110506.7218 | 116.8593 | 114.5221
5 | 17 | 6 | 0 | 61 | 16 | 4 | 57.921 | 15.805 | 366401.438 | 323070.281 | 316608.8754 | 334.8093 | 328.1131
5 | 17 | 7 | 0 | 90 | 18 | 5 | 85.563 | 18.469 | 536372.625 | 489584.594 | 479792.9021 | 507.3741 | 497.2266
5 | 17 | 8 | 40 | 279 | 19 | 6 | 298.194 | 23.228 | 1836861.875 | 1758640.75 | 1723467.935 | 1822.5425 | 1786.0917
5 | 17 | 9 | 392 | 354 | 20 | 5 | 686.975 | 32.614 | 4093020.25 | 3939353.5 | 3860566.43 | 4082.4935 | 4000.8436
5 | 17 | 10 | 893 | 143 | 22 | 5 | 994.419 | 41.153 | 5747966 | 5522088.5 | 5411646.73 | 5722.7386 | 5608.2838
5 | 17 | 11 | 528 | 400 | 24 | 5 | 951.098 | 42.815 | 5465465 | 5252924 | 5147865.52 | 5443.7937 | 5334.9179
5 | 17 | 12 | 348 | 453 | 25 | 5 | 816.225 | 41.176 | 4719075 | 4539770.5 | 4448975.09 | 4704.7272 | 4610.6326
5 | 17 | 13 | 213 | 461 | 26 | 5 | 664.602 | 39.066 | 3871932.75 | 3726831.75 | 3652295.115 | 3862.2495 | 3785.0046
5 | 17 | 14 | 326 | 375 | 25 | 5 | 643.654 | 37.412 | 3768056 | 3626891.75 | 3554353.915 | 3758.6781 | 3683.5046
5 | 17 | 15 | 369 | 276 | 24 | 5 | 510.446 | 33.798 | 3010113.25 | 2895970 | 2838050.6 | 3001.1977 | 2941.1737
5 | 17 | 16 | 666 | 106 | 23 | 4 | 395.12 | 31.256 | 2256017.25 | 2165786.5 | 2122470.77 | 2244.4823 | 2199.5927
5 | 17 | 17 | 142 | 113 | 20 | 3 | 133.783 | 22.658 | 777643.5 | 725690 | 711176.2 | 752.0586 | 737.0174
5 | 17 | 18 | 83 | 34 | 17 | 3 | 27.998 | 16.356 | 176778.828 | 137126.453 | 134383.9239 | 142.1091 | 139.2669
5 | 17 | 19 | 0 | 0 | 15 | 2 | 0 | 15 | 0 | 0 | 0 | 0 | 0
5 | 17 | 20 | 0 | 0 | 13 | 2 | 0 | 13 | 0 | 0 | 0 | 0 | 0
5 | 17 | 21 | 0 | 0 | 12 | 1 | 0 | 12 | 0 | 0 | 0 | 0 | 0
5 | 17 | 22 | 0 | 0 | 11 | 1 | 0 | 11 | 0 | 0 | 0 | 0 | 0
5 | 17 | 23 | 0 | 0 | 9 | 1 | 0 | 9 | 0 | 0 | 0 | 0 | 0
5 | 18 | 0 | 0 | 0 | 9 | 1 | 0 | 9 | 0 | 0 | 0 | 0 | 0
5 | 18 | 1 | 0 | 0 | 8 | 1 | 0 | 8 | 0 | 0 | 0 | 0 | 0
5 | 18 | 2 | 0 | 0 | 7 | 1 | 0 | 7 | 0 | 0 | 0 | 0 | 0
5 | 18 | 3 | 0 | 0 | 7 | 1 | 0 | 7 | 0 | 0 | 0 | 0 | 0
5 | 18 | 4 | 0 | 0 | 8 | 1 | 0 | 8 | 0 | 0 | 0 | 0 | 0
5 | 18 | 5 | 47 | 44 | 10 | 0 | 38.711 | 7.502 | 248544.094 | 207521.469 | 203371.0396 | 215.0619 | 210.7607
5 | 18 | 6 | 324 | 114 | 13 | 1 | 186.693 | 16.923 | 1070555.875 | 1011923.438 | 991684.9692 | 1048.6926 | 1027.7187
5 | 18 | 7 | 417 | 188 | 16 | 2 | 382.423 | 25.108 | 2281909.5 | 2190906.75 | 2147088.615 | 2270.5153 | 2225.105
5 | 18 | 8 | 508 | 241 | 18 | 2 | 586.804 | 33.064 | 3470269.25 | 3340078.25 | 3273276.685 | 3461.443 | 3392.2141
5 | 18 | 9 | 361 | 367 | 21 | 2 | 674.028 | 38.839 | 3926284.75 | 3779101.5 | 3703519.47 | 3916.4186 | 3838.0902
5 | 18 | 10 | 526 | 391 | 22 | 2 | 906.305 | 45.828 | 5148401.5 | 4950334 | 4851327.32 | 5130.2089 | 5027.6047
5 | 18 | 11 | 564 | 376 | 24 | 2 | 962.731 | 49.759 | 5388893.5 | 5179896 | 5076298.08 | 5368.1122 | 5260.75
5 | 18 | 12 | 942 | 118 | 25 | 2 | 1062.392 | 53.248 | 5867097 | 5635470 | 5522760.6 | 5840.2399 | 5723.4351
5 | 18 | 13 | 925 | 116 | 26 | 3 | 982.692 | 49.625 | 5500739 | 5286555.5 | 5180824.39 | 5478.6473 | 5369.0743
5 | 18 | 14 | 695 | 230 | 26 | 4 | 804.216 | 43.737 | 4594498 | 4420457.5 | 4332048.35 | 4581.0788 | 4489.4572
5 | 18 | 15 | 792 | 126 | 25 | 4 | 638.223 | 38.967 | 3674249.75 | 3536592 | 3465860.16 | 3665.0973 | 3591.7953
5 | 18 | 16 | 749 | 84 | 24 | 4 | 410.58 | 32.844 | 2321843 | 2229643 | 2185050.14 | 2310.6591 | 2264.4459
5 | 18 | 17 | 540 | 76 | 22 | 3 | 182.581 | 25.889 | 931561.688 | 876154.313 | 858631.2267 | 907.9902 | 889.8304
5 | 18 | 18 | 240 | 33 | 19 | 2 | 25.631 | 18.462 | 160678.5 | 121329.836 | 118903.2393 | 125.7385 | 123.2237
5 | 18 | 19 | 0 | 0 | 16 | 1 | 0 | 16 | 0 | 0 | 0 | 0 | 0
5 | 18 | 20 | 0 | 0 | 15 | 1 | 0 | 15 | 0 | 0 | 0 | 0 | 0
5 | 18 | 21 | 0 | 0 | 13 | 0 | 0 | 13 | 0 | 0 | 0 | 0 | 0
5 | 18 | 22 | 0 | 0 | 13 | 0 | 0 | 13 | 0 | 0 | 0 | 0 | 0
5 | 18 | 23 | 0 | 0 | 12 | 0 | 0 | 12 | 0 | 0 | 0 | 0 | 0
5 | 19 | 0 | 0 | 0 | 11 | 0 | 0 | 11 | 0 | 0 | 0 | 0 | 0
5 | 19 | 1 | 0 | 0 | 11 | 1 | 0 | 11 | 0 | 0 | 0 | 0 | 0
5 | 19 | 2 | 0 | 0 | 11 | 1 | 0 | 11 | 0 | 0 | 0 | 0 | 0
5 | 19 | 3 | 0 | 0 | 11 | 1 | 0 | 11 | 0 | 0 | 0 | 0 | 0
5 | 19 | 4 | 0 | 0 | 11 | 2 | 0 | 11 | 0 | 0 | 0 | 0 | 0
5 | 19 | 5 | 386 | 38 | 14 | 2 | 34.975 | 12.953 | 195205.938 | 155204.281 | 152100.1954 | 160.8438 | 157.6269
5 | 19 | 6 | 676 | 65 | 18 | 3 | 228.893 | 21.986 | 1200666 | 1138923.375 | 1116144.9075 | 1180.3072 | 1156.701
5 | 19 | 7 | 809 | 81 | 22 | 3 | 465.174 | 32.086 | 2665071.5 | 2562237.5 | 2510992.75 | 2655.3387 | 2602.2319
5 | 19 | 8 | 893 | 87 | 24 | 2 | 691.476 | 41.838 | 3946325.5 | 3798370.75 | 3722403.335 | 3936.388 | 3857.6602
5 | 19 | 9 | 935 | 94 | 26 | 2 | 878.813 | 49.042 | 4921462.5 | 4733432.5 | 4638763.85 | 4905.426 | 4807.3175
5 | 19 | 10 | 958 | 98 | 27 | 2 | 1009.858 | 53.665 | 5566142 | 5348896 | 5241918.08 | 5543.253 | 5432.3879
5 | 19 | 11 | 971 | 98 | 28 | 2 | 1075.752 | 56.524 | 5865407.5 | 5633862.5 | 5521185.25 | 5838.574 | 5721.8025
5 | 19 | 12 | 971 | 96 | 29 | 2 | 1068.542 | 57.473 | 5804220 | 5575637 | 5464124.26 | 5778.2328 | 5662.6681
5 | 19 | 13 | 962 | 92 | 29 | 2 | 992.426 | 55.66 | 5426732.5 | 5215987.5 | 5111667.75 | 5405.5151 | 5297.4048
5 | 19 | 14 | 915 | 99 | 29 | 2 | 844.499 | 51.928 | 4673805.5 | 4496423 | 4406494.54 | 4659.8046 | 4566.6085
5 | 19 | 15 | 877 | 87 | 28 | 3 | 652.201 | 43.762 | 3684775.25 | 3546726.25 | 3475791.725 | 3675.5998 | 3602.0878
5 | 19 | 16 | 805 | 74 | 27 | 4 | 425.396 | 36.191 | 2372320.5 | 2278595.25 | 2233023.345 | 2361.3901 | 2314.1623
5 | 19 | 17 | 660 | 58 | 25 | 3 | 192.235 | 29.194 | 938994.063 | 883416.813 | 865748.4767 | 915.5166 | 897.2062
5 | 19 | 18 | 337 | 30 | 21 | 2 | 23.385 | 20.485 | 145584.172 | 106519.031 | 104388.6504 | 110.3895 | 108.1817
5 | 19 | 19 | 0 | 0 | 18 | 1 | 0 | 18 | 0 | 0 | 0 | 0 | 0
5 | 19 | 20 | 0 | 0 | 17 | 1 | 0 | 17 | 0 | 0 | 0 | 0 | 0
5 | 19 | 21 | 0 | 0 | 16 | 1 | 0 | 16 | 0 | 0 | 0 | 0 | 0
5 | 19 | 22 | 0 | 0 | 16 | 0 | 0 | 16 | 0 | 0 | 0 | 0 | 0
5 | 19 | 23 | 0 | 0 | 15 | 0 | 0 | 15 | 0 | 0 | 0 | 0 | 0
5 | 20 | 0 | 0 | 0 | 14 | 0 | 0 | 14 | 0 | 0 | 0 | 0 | 0
5 | 20 | 1 | 0 | 0 | 13 | 1 | 0 | 13 | 0 | 0 | 0 | 0 | 0
5 | 20 | 2 | 0 | 0 | 13 | 1 | 0 | 13 | 0 | 0 | 0 | 0 | 0
5 | 20 | 3 | 0 | 0 | 12 | 1 | 0 | 12 | 0 | 0 | 0 | 0 | 0
5 | 20 | 4 | 0 | 0 | 13 | 1 | 0 | 13 | 0 | 0 | 0 | 0 | 0
5 | 20 | 5 | 0 | 25 | 16 | 1 | 23.696 | 14.34 | 150645.422 | 111485.344 | 109255.6371 | 115.5363 | 113.2255
5 | 20 | 6 | 326 | 115 | 20 | 1 | 188.769 | 24.019 | 1057140 | 998823.25 | 978846.785 | 1035.1164 | 1014.4141
5 | 20 | 7 | 238 | 222 | 24 | 0 | 326.305 | 36.291 | 1887484.5 | 1807861.5 | 1771704.27 | 1873.5518 | 1836.0807
5 | 20 | 8 | 434 | 265 | 27 | 0 | 560.349 | 48.107 | 3136651.5 | 3018205.5 | 2957841.39 | 3127.8747 | 3065.3172
5 | 20 | 9 | 475 | 340 | 29 | 1 | 746.494 | 51.781 | 4140513.75 | 3984973.75 | 3905274.275 | 4129.7714 | 4047.1759
5 | 20 | 10 | 634 | 326 | 30 | 2 | 942.903 | 54.579 | 5179172 | 4979722.5 | 4880128.05 | 5160.6652 | 5057.4519
5 | 20 | 11 | 396 | 471 | 31 | 3 | 883.939 | 52.044 | 4904557 | 4717264 | 4622918.72 | 4888.67 | 4790.8966
5 | 20 | 12 | 577 | 389 | 32 | 3 | 984.606 | 55.075 | 5398999.5 | 5189536 | 5085745.28 | 5378.1025 | 5270.5404
5 | 20 | 13 | 942 | 107 | 32 | 3 | 989.268 | 55.39 | 5415257.5 | 5205043.5 | 5100942.63 | 5394.1735 | 5286.29
5 | 20 | 14 | 924 | 96 | 32 | 3 | 848.888 | 52.353 | 4690351 | 4512267 | 4422021.66 | 4676.2243 | 4582.6998
5 | 20 | 15 | 883 | 87 | 32 | 3 | 656.456 | 47.813 | 3652687.5 | 3515829.25 | 3445512.665 | 3643.5801 | 3570.7085
5 | 20 | 16 | 810 | 74 | 31 | 3 | 428.185 | 41.258 | 2344310.75 | 2251433.5 | 2206404.83 | 2333.2414 | 2286.5765
5 | 20 | 17 | 673 | 57 | 28 | 2 | 194.678 | 33.001 | 936898.063 | 881368.75 | 863741.375 | 913.3941 | 895.1262
5 | 20 | 18 | 359 | 29 | 24 | 2 | 22.326 | 23.55 | 137525.953 | 98611.68 | 96639.4464 | 102.1948 | 100.1509
5 | 20 | 19 | 0 | 0 | 21 | 3 | 0 | 21 | 0 | 0 | 0 | 0 | 0
5 | 20 | 20 | 0 | 0 | 19 | 2 | 0 | 19 | 0 | 0 | 0 | 0 | 0
5 | 20 | 21 | 0 | 0 | 18 | 1 | 0 | 18 | 0 | 0 | 0 | 0 | 0
5 | 20 | 22 | 0 | 0 | 17 | 1 | 0 | 17 | 0 | 0 | 0 | 0 | 0
5 | 20 | 23 | 0 | 0 | 17 | 1 | 0 | 17 | 0 | 0 | 0 | 0 | 0
5 | 21 | 0 | 0 | 0 | 16 | 1 | 0 | 16 | 0 | 0 | 0 | 0 | 0
5 | 21 | 1 | 0 | 0 | 16 | 1 | 0 | 16 | 0 | 0 | 0 | 0 | 0
5 | 21 | 2 | 0 | 0 | 15 | 1 | 0 | 15 | 0 | 0 | 0 | 0 | 0
5 | 21 | 3 | 0 | 0 | 15 | 2 | 0 | 15 | 0 | 0 | 0 | 0 | 0
5 | 21 | 4 | 0 | 0 | 15 | 2 | 0 | 15 | 0 | 0 | 0 | 0 | 0
5 | 21 | 5 | 229 | 43 | 18 | 3 | 37.235 | 17.247 | 215711.25 | 175318.844 | 171812.4671 | 181.6892 | 178.0554
5 | 21 | 6 | 394 | 107 | 22 | 4 | 198.325 | 25.029 | 1090577.25 | 1031471.938 | 1010842.4992 | 1068.9514 | 1047.5724
5 | 21 | 7 | 159 | 229 | 26 | 4 | 295.677 | 31.521 | 1748151.75 | 1672354.875 | 1638907.7775 | 1733.1214 | 1698.459
5 | 21 | 8 | 340 | 299 | 29 | 3 | 526.592 | 40.656 | 3034526.25 | 2919559.25 | 2861168.065 | 3025.6441 | 2965.1312
5 | 21 | 9 | 533 | 323 | 30 | 2 | 777.848 | 49.999 | 4343648.5 | 4179963.25 | 4096363.985 | 4331.846 | 4245.2091
5 | 21 | 10 | 573 | 365 | 31 | 1 | 923.964 | 59.258 | 4982524 | 4791820 | 4695983.6 | 4965.9351 | 4866.6164
5 | 21 | 11 | 952 | 115 | 32 | 1 | 1073.697 | 64.595 | 5668317.5 | 5446242 | 5337317.16 | 5644.1361 | 5531.2534
5 | 21 | 12 | 950 | 114 | 33 | 0 | 1065.784 | 72.185 | 5452903 | 5240945.5 | 5136126.59 | 5431.38 | 5322.7524
5 | 21 | 13 | 406 | 408 | 33 | 0 | 796.318 | 64.753 | 4200195 | 4042284 | 3961438.32 | 4189.164 | 4105.3808
5 | 21 | 14 | 427 | 332 | 33 | 1 | 686.662 | 54.874 | 3761857.75 | 3620926.5 | 3548507.97 | 3752.4961 | 3677.4462
5 | 21 | 15 | 324 | 289 | 33 | 2 | 494.576 | 46.441 | 2785509.5 | 2678798.5 | 2625222.53 | 2776.1351 | 2720.6124
5 | 21 | 16 | 449 | 168 | 32 | 3 | 360.646 | 40.352 | 2019153.75 | 1935822.125 | 1897105.6825 | 2006.162 | 1966.0387
5 | 21 | 17 | 427 | 95 | 29 | 3 | 177.301 | 32.752 | 915879.313 | 860829.5 | 843612.91 | 892.1085 | 874.2663
5 | 21 | 18 | 182 | 36 | 25 | 4 | 27.881 | 24.66 | 171077.578 | 131532.891 | 128902.2332 | 136.3123 | 133.586
5 | 21 | 19 | 0 | 0 | 22 | 3 | 0 | 22 | 0 | 0 | 0 | 0 | 0
5 | 21 | 20 | 0 | 0 | 20 | 2 | 0 | 20 | 0 | 0 | 0 | 0 | 0
5 | 21 | 21 | 0 | 0 | 18 | 1 | 0 | 18 | 0 | 0 | 0 | 0 | 0
5 | 21 | 22 | 0 | 0 | 17 | 1 | 0 | 17 | 0 | 0 | 0 | 0 | 0
5 | 21 | 23 | 0 | 0 | 16 | 1 | 0 | 16 | 0 | 0 | 0 | 0 | 0
5 | 22 | 0 | 0 | 0 | 15 | 0 | 0 | 15 | 0 | 0 | 0 | 0 | 0
5 | 22 | 1 | 0 | 0 | 15 | 0 | 0 | 15 | 0 | 0 | 0 | 0 | 0
5 | 22 | 2 | 0 | 0 | 15 | 0 | 0 | 15 | 0 | 0 | 0 | 0 | 0
5 | 22 | 3 | 0 | 0 | 14 | 0 | 0 | 14 | 0 | 0 | 0 | 0 | 0
5 | 22 | 4 | 0 | 0 | 14 | 0 | 0 | 14 | 0 | 0 | 0 | 0 | 0
5 | 22 | 5 | 245 | 51 | 16 | 0 | 44.342 | 14.066 | 260901.828 | 219640.547 | 215247.7361 | 227.6214 | 223.069
5 | 22 | 6 | 269 | 123 | 18 | 1 | 181.866 | 21.866 | 1040796 | 982862.563 | 963205.3117 | 1018.5758 | 998.2042
5 | 22 | 7 | 504 | 165 | 21 | 2 | 401.535 | 30.584 | 2340997 | 2248219.75 | 2203255.355 | 2329.9108 | 2283.3126
5 | 22 | 8 | 447 | 256 | 23 | 3 | 560.066 | 35.695 | 3282638.5 | 3159124.25 | 3095941.765 | 3273.9139 | 3208.4356
5 | 22 | 9 | 868 | 126 | 25 | 3 | 855.096 | 44.714 | 4868338.5 | 4682619 | 4588966.62 | 4852.7662 | 4755.7109
5 | 22 | 10 | 898 | 130 | 26 | 4 | 985.068 | 47.206 | 5565996 | 5348757 | 5241781.86 | 5543.1089 | 5432.2467
5 | 22 | 11 | 921 | 126 | 28 | 4 | 1053.585 | 50.779 | 5874371 | 5642391 | 5529543.18 | 5847.4124 | 5730.4641
5 | 22 | 12 | 921 | 125 | 29 | 4 | 1047.908 | 51.759 | 5820575.5 | 5591202.5 | 5479378.45 | 5794.3639 | 5678.4766
5 | 22 | 13 | 908 | 121 | 29 | 4 | 971.87 | 50.214 | 5427930.5 | 5217130.5 | 5112787.89 | 5406.6996 | 5298.5657
5 | 22 | 14 | 890 | 108 | 29 | 5 | 834.026 | 45.576 | 4729473.5 | 4549725.5 | 4458730.99 | 4715.0439 | 4620.743
5 | 22 | 15 | 844 | 97 | 28 | 5 | 642.451 | 40.691 | 3673076 | 3535461.75 | 3464752.515 | 3663.9259 | 3590.6474
5 | 22 | 16 | 763 | 84 | 27 | 5 | 418.969 | 35.071 | 2352296.25 | 2259177.5 | 2213993.95 | 2341.2668 | 2294.4414
5 | 22 | 17 | 617 | 64 | 25 | 4 | 189.602 | 28.672 | 940310.625 | 884703.25 | 867009.185 | 916.8497 | 898.5127
5 | 22 | 18 | 46 | 36 | 22 | 3 | 31.15 | 21.692 | 193117.063 | 153155.094 | 150091.9921 | 158.7201 | 155.5457
5 | 22 | 19 | 0 | 0 | 20 | 2 | 0 | 20 | 0 | 0 | 0 | 0 | 0
5 | 22 | 20 | 0 | 0 | 18 | 1 | 0 | 18 | 0 | 0 | 0 | 0 | 0
5 | 22 | 21 | 0 | 0 | 17 | 1 | 0 | 17 | 0 | 0 | 0 | 0 | 0
5 | 22 | 22 | 0 | 0 | 16 | 0 | 0 | 16 | 0 | 0 | 0 | 0 | 0
5 | 22 | 23 | 0 | 0 | 15 | 0 | 0 | 15 | 0 | 0 | 0 | 0 | 0
5 | 23 | 0 | 0 | 0 | 14 | 0 | 0 | 14 | 0 | 0 | 0 | 0 | 0
5 | 23 | 1 | 0 | 0 | 13 | 0 | 0 | 13 | 0 | 0 | 0 | 0 | 0
5 | 23 | 2 | 0 | 0 | 13 | 0 | 0 | 13 | 0 | 0 | 0 | 0 | 0
5 | 23 | 3 | 0 | 0 | 13 | 1 | 0 | 13 | 0 | 0 | 0 | 0 | 0
5 | 23 | 4 | 0 | 0 | 13 | 1 | 0 | 13 | 0 | 0 | 0 | 0 | 0
5 | 23 | 5 | 435 | 36 | 16 | 2 | 35.101 | 15.005 | 183347.734 | 143571.047 | 140699.6261 | 148.7878 | 145.8121
5 | 23 | 6 | 697 | 63 | 20 | 1 | 234.889 | 25.552 | 1216955.125 | 1154816.875 | 1131720.5375 | 1196.7782 | 1172.8426
5 | 23 | 7 | 818 | 79 | 24 | 1 | 468.098 | 37.644 | 2628406.5 | 2526737.75 | 2476202.995 | 2618.549 | 2566.1781
5 | 23 | 8 | 890 | 89 | 27 | 1 | 691.547 | 47.974 | 3856888.75 | 3712361.25 | 3638114.025 | 3847.2532 | 3770.3082
5 | 23 | 9 | 927 | 98 | 29 | 1 | 875.71 | 55.776 | 4777897.5 | 4596079 | 4504157.42 | 4763.0817 | 4667.82
5 | 23 | 10 | 947 | 105 | 30 | 2 | 1005.758 | 56.416 | 5484203 | 5270790.5 | 5165374.69 | 5462.3094 | 5353.0632
5 | 23 | 11 | 956 | 107 | 31 | 3 | 1069.05 | 56.188 | 5836548.5 | 5606403 | 5494274.94 | 5810.1167 | 5693.9144
5 | 23 | 12 | 948 | 111 | 32 | 4 | 1060.412 | 54.952 | 5817404.5 | 5588184.5 | 5476420.81 | 5791.2362 | 5675.4115
5 | 23 | 13 | 922 | 115 | 32 | 4 | 978.803 | 53.301 | 5401839 | 5192244.5 | 5088399.61 | 5380.9094 | 5273.2912
5 | 23 | 14 | 876 | 118 | 31 | 5 | 832.978 | 47.584 | 4688002.5 | 4510018 | 4419817.64 | 4673.8936 | 4580.4157
5 | 23 | 15 | 25 | 246 | 30 | 4 | 251.216 | 35.883 | 1479529.375 | 1410823.5 | 1382607.03 | 1462.087 | 1432.8453
5 | 23 | 16 | 0 | 60 | 29 | 4 | 56.982 | 29.548 | 343667.656 | 300787.406 | 294771.6579 | 311.7168 | 305.4825
5 | 23 | 17 | 0 | 11 | 26 | 4 | 10.413 | 25.054 | 63804.5 | 26254.777 | 25729.6815 | 27.2088 | 26.6646
5 | 23 | 18 | 0 | 3 | 23 | 4 | 2.835 | 21.709 | 17574.074 | 0 | 0 | 0 | 0
5 | 23 | 19 | 0 | 0 | 21 | 4 | 0 | 21 | 0 | 0 | 0 | 0 | 0
5 | 23 | 20 | 0 | 0 | 20 | 3 | 0 | 20 | 0 | 0 | 0 | 0 | 0
5 | 23 | 21 | 0 | 0 | 18 | 1 | 0 | 18 | 0 | 0 | 0 | 0 | 0
5 | 23 | 22 | 0 | 0 | 17 | 1 | 0 | 17 | 0 | 0 | 0 | 0 | 0
5 | 23 | 23 | 0 | 0 | 16 | 0 | 0 | 16 | 0 | 0 | 0 | 0 | 0
5 | 24 | 0 | 0 | 0 | 15 | 0 | 0 | 15 | 0 | 0 | 0 | 0 | 0
5 | 24 | 1 | 0 | 0 | 15 | 0 | 0 | 15 | 0 | 0 | 0 | 0 | 0
5 | 24 | 2 | 0 | 0 | 14 | 0 | 0 | 14 | 0 | 0 | 0 | 0 | 0
5 | 24 | 3 | 0 | 0 | 13 | 0 | 0 | 13 | 0 | 0 | 0 | 0 | 0
5 | 24 | 4 | 0 | 0 | 13 | 0 | 0 | 13 | 0 | 0 | 0 | 0 | 0
5 | 24 | 5 | 317 | 46 | 15 | 1 | 41.776 | 13.916 | 236100.563 | 195317.453 | 191411.1039 | 202.4145 | 198.3662
5 | 24 | 6 | 595 | 82 | 18 | 2 | 226.473 | 22.444 | 1210871.875 | 1148881.5 | 1125903.87 | 1190.6271 | 1166.8146
5 | 24 | 7 | 743 | 102 | 22 | 3 | 454.885 | 31.841 | 2615931.25 | 2514657.25 | 2464364.105 | 2606.0296 | 2553.909
5 | 24 | 8 | 837 | 111 | 25 | 3 | 679.633 | 40.528 | 3899630 | 3753469.75 | 3678400.355 | 3889.8555 | 3812.0584
5 | 24 | 9 | 888 | 119 | 28 | 3 | 864.325 | 48.113 | 4857853 | 4672588 | 4579136.24 | 4842.3707 | 4745.5233
5 | 24 | 10 | 915 | 124 | 29 | 3 | 994.55 | 52.345 | 5509943.5 | 5295330.5 | 5189423.89 | 5487.7411 | 5377.9863
5 | 24 | 11 | 924 | 129 | 30 | 3 | 1059.072 | 54.987 | 5809354 | 5580523 | 5468912.54 | 5783.2963 | 5667.6304
5 | 24 | 12 | 906 | 140 | 31 | 3 | 1047.658 | 55.841 | 5727462.5 | 5502567 | 5392515.66 | 5702.5077 | 5588.4576
5 | 24 | 13 | 864 | 154 | 32 | 3 | 969.909 | 55.106 | 5315390.5 | 5109765.5 | 5007570.19 | 5295.4334 | 5189.5248
5 | 24 | 14 | 409 | 340 | 31 | 2 | 675.105 | 49.704 | 3773503.75 | 3632134.25 | 3559491.565 | 3764.1111 | 3688.8289
5 | 24 | 15 | 710 | 161 | 30 | 0 | 622.912 | 54.926 | 3379738 | 3252791.5 | 3187735.67 | 3370.9846 | 3303.5649
5 | 24 | 16 | 512 | 161 | 29 | 0 | 382.463 | 46.159 | 2090539.875 | 2005159.75 | 1965056.555 | 2078.019 | 2036.4587
5 | 24 | 17 | 466 | 97 | 26 | 1 | 188.791 | 31.867 | 975369.563 | 918956.563 | 900577.4317 | 952.3477 | 933.3007
5 | 24 | 18 | 167 | 43 | 23 | 2 | 35.012 | 22.846 | 216194.063 | 175792.438 | 172276.5892 | 182.18 | 178.5364
5 | 24 | 19 | 0 | 0 | 20 | 3 | 0 | 20 | 0 | 0 | 0 | 0 | 0
5 | 24 | 20 | 0 | 0 | 19 | 2 | 0 | 19 | 0 | 0 | 0 | 0 | 0
5 | 24 | 21 | 0 | 0 | 17 | 2 | 0 | 17 | 0 | 0 | 0 | 0 | 0
5 | 24 | 22 | 0 | 0 | 16 | 2 | 0 | 16 | 0 | 0 | 0 | 0 | 0
5 | 24 | 23 | 0 | 0 | 15 | 2 | 0 | 15 | 0 | 0 | 0 | 0 | 0
5 | 25 | 0 | 0 | 0 | 14 | 2 | 0 | 14 | 0 | 0 | 0 | 0 | 0
5 | 25 | 1 | 0 | 0 | 13 | 2 | 0 | 13 | 0 | 0 | 0 | 0 | 0
5 | 25 | 2 | 0 | 0 | 13 | 2 | 0 | 13 | 0 | 0 | 0 | 0 | 0
5 | 25 | 3 | 0 | 0 | 12 | 2 | 0 | 12 | 0 | 0 | 0 | 0 | 0
5 | 25 | 4 | 0 | 0 | 12 | 3 | 0 | 12 | 0 | 0 | 0 | 0 | 0
5 | 25 | 5 | 99 | 49 | 14 | 4 | 42.476 | 13.375 | 261258.281 | 219990.094 | 215590.2921 | 227.9836 | 223.424
5 | 25 | 6 | 538 | 92 | 16 | 6 | 221.952 | 18.786 | 1216452.125 | 1154326.125 | 1131239.6025 | 1196.2696 | 1172.3442
5 | 25 | 7 | 677 | 121 | 18 | 7 | 442.434 | 24.308 | 2619743.75 | 2518349.25 | 2467982.265 | 2609.8557 | 2557.6586
5 | 25 | 8 | 384 | 282 | 19 | 7 | 538.768 | 27.105 | 3258696.25 | 3136021 | 3073300.58 | 3249.9712 | 3184.9717
5 | 25 | 9 | 835 | 142 | 20 | 6 | 847.039 | 34.46 | 5008636.5 | 4816782.5 | 4720446.85 | 4991.8046 | 4891.9685
5 | 25 | 10 | 874 | 143 | 21 | 5 | 974.536 | 40.023 | 5656591 | 5435072.5 | 5326371.05 | 5632.5608 | 5519.9096
5 | 25 | 11 | 878 | 153 | 22 | 4 | 1036.682 | 44.604 | 5917421.5 | 5683344 | 5569677.12 | 5889.8534 | 5772.0564
5 | 25 | 12 | 86 | 480 | 23 | 4 | 565.057 | 35.908 | 3330811.75 | 3205601 | 3141488.98 | 3322.0794 | 3255.6378
5 | 25 | 13 | 34 | 377 | 23 | 4 | 404.439 | 31.565 | 2421608.75 | 2326381 | 2279853.38 | 2410.9122 | 2362.6939
5 | 25 | 14 | 26 | 308 | 22 | 4 | 322.487 | 28.478 | 1951932.375 | 1870505.375 | 1833095.2675 | 1938.4719 | 1899.7024
5 | 25 | 15 | 5 | 154 | 21 | 4 | 150.016 | 23.555 | 923749 | 868519.938 | 851149.5392 | 900.0784 | 882.0768
5 | 25 | 16 | 0 | 94 | 19 | 4 | 89.329 | 19.826 | 557380.563 | 510154.875 | 499951.7775 | 528.6918 | 518.118
5 | 25 | 17 | 0 | 11 | 16 | 3 | 10.413 | 14.785 | 66099.766 | 28507.988 | 27937.8282 | 29.5439 | 28.953
5 | 25 | 18 | 0 | 3 | 14 | 3 | 2.835 | 12.343 | 18143.967 | 0 | 0 | 0 | 0
5 | 25 | 19 | 0 | 0 | 12 | 4 | 0 | 12 | 0 | 0 | 0 | 0 | 0
5 | 25 | 20 | 0 | 0 | 11 | 4 | 0 | 11 | 0 | 0 | 0 | 0 | 0
5 | 25 | 21 | 0 | 0 | 10 | 4 | 0 | 10 | 0 | 0 | 0 | 0 | 0
5 | 25 | 22 | 0 | 0 | 9 | 3 | 0 | 9 | 0 | 0 | 0 | 0 | 0
5 | 25 | 23 | 0 | 0 | 9 | 3 | 0 | 9 | 0 | 0 | 0 | 0 | 0
5 | 26 | 0 | 0 | 0 | 8 | 3 | 0 | 8 | 0 | 0 | 0 | 0 | 0
5 | 26 | 1 | 0 | 0 | 8 | 2 | 0 | 8 | 0 | 0 | 0 | 0 | 0
5 | 26 | 2 | 0 | 0 | 8 | 2 | 0 | 8 | 0 | 0 | 0 | 0 | 0
5 | 26 | 3 | 0 | 0 | 7 | 1 | 0 | 7 | 0 | 0 | 0 | 0 | 0
5 | 26 | 4 | 0 | 0 | 7 | 1 | 0 | 7 | 0 | 0 | 0 | 0 | 0
5 | 26 | 5 | 41 | 49 | 8 | 1 | 44.707 | 6.831 | 287210.063 | 245438.063 | 240529.3017 | 254.3563 | 249.2692
5 | 26 | 6 | 0 | 95 | 10 | 1 | 89.578 | 10.665 | 576538.438 | 528911.5 | 518333.27 | 548.13 | 537.1674
5 | 26 | 7 | 14 | 176 | 12 | 2 | 173.648 | 15.104 | 1098996.125 | 1039691.438 | 1018897.6092 | 1077.4696 | 1055.9202
5 | 26 | 8 | 92 | 319 | 14 | 2 | 371.403 | 22.78 | 2289292.25 | 2198069 | 2154107.62 | 2277.9378 | 2232.3791
5 | 26 | 9 | 194 | 412 | 16 | 2 | 572.513 | 30.701 | 3436200.75 | 3307235.75 | 3241091.035 | 3427.4071 | 3358.859
5 | 26 | 10 | 298 | 453 | 19 | 2 | 745.453 | 38.656 | 4349598.5 | 4185671.5 | 4101958.07 | 4337.7617 | 4251.0064
5 | 26 | 11 | 917 | 134 | 21 | 3 | 1056.531 | 45.743 | 6004903.5 | 5766534 | 5651203.32 | 5976.0662 | 5856.5449
5 | 26 | 12 | 913 | 133 | 22 | 4 | 1047.293 | 44.976 | 5969531.5 | 5732902.5 | 5618244.45 | 5941.2127 | 5822.3884
5 | 26 | 13 | 891 | 133 | 22 | 4 | 968.093 | 43.334 | 5549696 | 5333222 | 5226557.56 | 5527.0094 | 5416.4692
5 | 26 | 14 | 15 | 247 | 22 | 4 | 249.171 | 28.051 | 1510535.75 | 1441030.5 | 1412209.89 | 1493.3916 | 1463.5238
5 | 26 | 15 | 6 | 161 | 21 | 4 | 157.357 | 23.562 | 968887.625 | 912624.063 | 894371.5817 | 945.7851 | 926.8694
5 | 26 | 16 | 78 | 210 | 20 | 4 | 233.957 | 24.03 | 1425627.125 | 1358298.75 | 1331132.775 | 1407.6538 | 1379.5007
5 | 26 | 17 | 320 | 107 | 18 | 3 | 167.642 | 21.029 | 932338.188 | 876913.125 | 859374.8625 | 908.7766 | 890.601
5 | 26 | 18 | 171 | 43 | 16 | 2 | 35.051 | 15.601 | 221884.281 | 181373.813 | 177746.3367 | 187.9642 | 184.2049
5 | 26 | 19 | 0 | 0 | 14 | 2 | 0 | 14 | 0 | 0 | 0 | 0 | 0
5 | 26 | 20 | 0 | 0 | 13 | 2 | 0 | 13 | 0 | 0 | 0 | 0 | 0
5 | 26 | 21 | 0 | 0 | 12 | 2 | 0 | 12 | 0 | 0 | 0 | 0 | 0
5 | 26 | 22 | 0 | 0 | 11 | 1 | 0 | 11 | 0 | 0 | 0 | 0 | 0
5 | 26 | 23 | 0 | 0 | 11 | 1 | 0 | 11 | 0 | 0 | 0 | 0 | 0
5 | 27 | 0 | 0 | 0 | 10 | 1 | 0 | 10 | 0 | 0 | 0 | 0 | 0
5 | 27 | 1 | 0 | 0 | 9 | 0 | 0 | 9 | 0 | 0 | 0 | 0 | 0
5 | 27 | 2 | 0 | 0 | 9 | 0 | 0 | 9 | 0 | 0 | 0 | 0 | 0
5 | 27 | 3 | 0 | 0 | 8 | 0 | 0 | 8 | 0 | 0 | 0 | 0 | 0
5 | 27 | 4 | 0 | 0 | 8 | 0 | 0 | 8 | 0 | 0 | 0 | 0 | 0
5 | 27 | 5 | 240 | 56 | 10 | 1 | 49.183 | 9.03 | 293235.75 | 251346.234 | 246319.3093 | 260.4791 | 255.2695
5 | 27 | 6 | 512 | 104 | 12 | 1 | 225.543 | 17.247 | 1254100.25 | 1191054.75 | 1167233.655 | 1234.3328 | 1209.6461
5 | 27 | 7 | 678 | 128 | 14 | 1 | 449.621 | 27.206 | 2636841 | 2534904.75 | 2484206.655 | 2627.0128 | 2574.4725
5 | 27 | 8 | 785 | 138 | 17 | 1 | 671.313 | 37.717 | 3893869.75 | 3747930.25 | 3672971.645 | 3884.1147 | 3806.4324
5 | 27 | 9 | 847 | 144 | 19 | 1 | 858.464 | 45.813 | 4867515.5 | 4681832 | 4588195.36 | 4851.9506 | 4754.9116
5 | 27 | 10 | 888 | 142 | 21 | 1 | 986.131 | 51.871 | 5473326.5 | 5260420.5 | 5155212.09 | 5451.5626 | 5342.5314
5 | 27 | 11 | 920 | 131 | 22 | 2 | 1056.252 | 50.337 | 5899218 | 5666028.5 | 5552707.93 | 5871.9088 | 5754.4706
5 | 27 | 12 | 918 | 130 | 23 | 3 | 1049.101 | 48.189 | 5907517 | 5673923 | 5560444.54 | 5880.0901 | 5762.4883
5 | 27 | 13 | 897 | 130 | 24 | 3 | 970.69 | 47.408 | 5479783.5 | 5266576.5 | 5161244.97 | 5457.9423 | 5348.7835
5 | 27 | 14 | 849 | 133 | 23 | 4 | 830.49 | 41.321 | 4785805 | 4603647 | 4511574.06 | 4770.9247 | 4675.5062
5 | 27 | 15 | 781 | 129 | 22 | 4 | 637.475 | 36.039 | 3711514.75 | 3572469.5 | 3501020.11 | 3702.2784 | 3628.2328
5 | 27 | 16 | 618 | 124 | 21 | 4 | 396.526 | 29.542 | 2290243 | 2198991.25 | 2155011.425 | 2278.8936 | 2233.3157
5 | 27 | 17 | 500 | 94 | 19 | 3 | 194.934 | 23.116 | 1033223.375 | 975467.063 | 955957.7217 | 1010.9115 | 990.6933
5 | 27 | 18 | 203 | 45 | 17 | 3 | 34.936 | 16.689 | 220336.531 | 179855.688 | 176258.5742 | 186.3909 | 182.6631
5 | 27 | 19 | 0 | 0 | 15 | 3 | 0 | 15 | 0 | 0 | 0 | 0 | 0
5 | 27 | 20 | 0 | 0 | 14 | 2 | 0 | 14 | 0 | 0 | 0 | 0 | 0
5 | 27 | 21 | 0 | 0 | 13 | 1 | 0 | 13 | 0 | 0 | 0 | 0 | 0
5 | 27 | 22 | 0 | 0 | 12 | 1 | 0 | 12 | 0 | 0 | 0 | 0 | 0
5 | 27 | 23 | 0 | 0 | 11 | 1 | 0 | 11 | 0 | 0 | 0 | 0 | 0
5 | 28 | 0 | 0 | 0 | 11 | 1 | 0 | 11 | 0 | 0 | 0 | 0 | 0
5 | 28 | 1 | 0 | 0 | 11 | 1 | 0 | 11 | 0 | 0 | 0 | 0 | 0
5 | 28 | 2 | 0 | 0 | 11 | 1 | 0 | 11 | 0 | 0 | 0 | 0 | 0
5 | 28 | 3 | 0 | 0 | 10 | 1 | 0 | 10 | 0 | 0 | 0 | 0 | 0
5 | 28 | 4 | 0 | 0 | 11 | 1 | 0 | 11 | 0 | 0 | 0 | 0 | 0
5 | 28 | 5 | 300 | 50 | 13 | 1 | 45.416 | 11.98 | 259379.797 | 218147.953 | 213784.9939 | 226.0746 | 221.5531
5 | 28 | 6 | 447 | 102 | 15 | 2 | 207.47 | 18.907 | 1154859.375 | 1094221.75 | 1072337.315 | 1133.9813 | 1111.3017
5 | 28 | 7 | 404 | 196 | 18 | 2 | 383.486 | 27.197 | 2274101.75 | 2183332.25 | 2139665.605 | 2262.6656 | 2217.4123
5 | 28 | 8 | 839 | 107 | 21 | 2 | 676.181 | 38.281 | 3911667.75 | 3765046 | 3689745.08 | 3901.8523 | 3823.8153
5 | 28 | 9 | 891 | 113 | 22 | 1 | 859.723 | 48.683 | 4821296.5 | 4637611.5 | 4544859.27 | 4806.1233 | 4710.0008
5 | 28 | 10 | 922 | 116 | 24 | 1 | 991.864 | 54.808 | 5442605 | 5231125 | 5126502.5 | 5421.2027 | 5312.7786
5 | 28 | 11 | 933 | 119 | 25 | 1 | 1056.91 | 57.922 | 5730939 | 5505876.5 | 5395758.97 | 5705.9375 | 5591.8187
5 | 28 | 12 | 924 | 124 | 26 | 2 | 1048.895 | 54.126 | 5772797 | 5545727.5 | 5434812.95 | 5747.2365 | 5632.2918
5 | 28 | 13 | 15 | 232 | 27 | 2 | 236.948 | 35.024 | 1401180 | 1334471.5 | 1307782.07 | 1382.9607 | 1355.3015
5 | 28 | 14 | 833 | 142 | 26 | 2 | 826.871 | 46.488 | 4673793 | 4496411 | 4406482.78 | 4659.7922 | 4566.5963
5 | 28 | 15 | 756 | 139 | 25 | 2 | 631.959 | 42.389 | 3595513.75 | 3460764 | 3391548.72 | 3586.514 | 3514.7837
5 | 28 | 16 | 285 | 207 | 23 | 2 | 325.596 | 32.028 | 1900263.625 | 1820284.75 | 1783879.055 | 1886.4264 | 1848.6979
5 | 28 | 17 | 220 | 125 | 21 | 1 | 162.926 | 25.725 | 922290.938 | 867095.063 | 849753.1617 | 898.6017 | 880.6297
5 | 28 | 18 | 101 | 44 | 19 | 1 | 35.785 | 18.727 | 224129.188 | 183575.734 | 179904.2193 | 190.2461 | 186.4412
5 | 28 | 19 | 0 | 0 | 17 | 1 | 0 | 17 | 0 | 0 | 0 | 0 | 0
5 | 28 | 20 | 0 | 0 | 16 | 1 | 0 | 16 | 0 | 0 | 0 | 0 | 0
5 | 28 | 21 | 0 | 0 | 14 | 1 | 0 | 14 | 0 | 0 | 0 | 0 | 0
5 | 28 | 22 | 0 | 0 | 13 | 1 | 0 | 13 | 0 | 0 | 0 | 0 | 0
5 | 28 | 23 | 0 | 0 | 13 | 1 | 0 | 13 | 0 | 0 | 0 | 0 | 0
5 | 29 | 0 | 0 | 0 | 12 | 0 | 0 | 12 | 0 | 0 | 0 | 0 | 0
5 | 29 | 1 | 0 | 0 | 11 | 0 | 0 | 11 | 0 | 0 | 0 | 0 | 0
5 | 29 | 2 | 0 | 0 | 10 | 0 | 0 | 10 | 0 | 0 | 0 | 0 | 0
5 | 29 | 3 | 0 | 0 | 9 | 0 | 0 | 9 | 0 | 0 | 0 | 0 | 0
5 | 29 | 4 | 0 | 0 | 10 | 1 | 0 | 10 | 0 | 0 | 0 | 0 | 0
5 | 29 | 5 | 376 | 44 | 12 | 2 | 42.535 | 11.122 | 232876.516 | 192155.328 | 188312.2214 | 199.1375 | 195.1547
5 | 29 | 6 | 626 | 77 | 15 | 3 | 229.856 | 18.999 | 1237074.875 | 1174446.125 | 1150957.2025 | 1217.1207 | 1192.7783
5 | 29 | 7 | 753 | 98 | 18 | 3 | 456.188 | 27.89 | 2659531.5 | 2556874 | 2505736.52 | 2649.7803 | 2596.7847
5 | 29 | 8 | 830 | 111 | 20 | 3 | 673.955 | 35.481 | 3939110 | 3791433.25 | 3715604.585 | 3929.1984 | 3850.6144
5 | 29 | 9 | 872 | 122 | 21 | 2 | 852.641 | 43.551 | 4875350 | 4689326.5 | 4595539.97 | 4859.7174 | 4762.5231
5 | 29 | 10 | 431 | 364 | 22 | 2 | 786.29 | 43.391 | 4507748.5 | 4337326.5 | 4250579.97 | 4494.9272 | 4405.0286
5 | 29 | 11 | 357 | 455 | 23 | 3 | 825.792 | 42.628 | 4748691.5 | 4568123 | 4476760.54 | 4734.1099 | 4639.4277
5 | 29 | 12 | 116 | 497 | 22 | 3 | 611.665 | 36.901 | 3592523 | 3457883 | 3388725.34 | 3583.5283 | 3511.8577
5 | 29 | 13 | 66 | 433 | 21 | 3 | 490.384 | 32.611 | 2925143 | 2813842.5 | 2757565.65 | 2916.086 | 2857.7643
5 | 29 | 14 | 50 | 358 | 20 | 3 | 391.362 | 29.01 | 2364058.25 | 2270583.5 | 2225171.83 | 2353.0872 | 2306.0255
5 | 29 | 15 | 14 | 213 | 18 | 4 | 212.342 | 22.031 | 1314066.625 | 1249541.25 | 1224550.425 | 1294.9445 | 1269.0456
5 | 29 | 16 | 213 | 217 | 16 | 4 | 301.787 | 21.599 | 1835944.125 | 1757748.25 | 1722593.285 | 1821.6176 | 1785.1853
5 | 29 | 17 | 0 | 9 | 14 | 3 | 8.519 | 13.276 | 54353.484 | 16976.646 | 16637.1131 | 17.5935 | 17.2416
5 | 29 | 18 | 0 | 12 | 12 | 3 | 11.355 | 10.508 | 73120.453 | 35399.863 | 34691.8657 | 36.6861 | 35.9524
5 | 29 | 19 | 0 | 0 | 10 | 3 | 0 | 10 | 0 | 0 | 0 | 0 | 0
5 | 29 | 20 | 0 | 0 | 9 | 3 | 0 | 9 | 0 | 0 | 0 | 0 | 0
5 | 29 | 21 | 0 | 0 | 9 | 3 | 0 | 9 | 0 | 0 | 0 | 0 | 0
5 | 29 | 22 | 0 | 0 | 8 | 3 | 0 | 8 | 0 | 0 | 0 | 0 | 0
5 | 29 | 23 | 0 | 0 | 8 | 3 | 0 | 8 | 0 | 0 | 0 | 0 | 0
5 | 30 | 0 | 0 | 0 | 7 | 2 | 0 | 7 | 0 | 0 | 0 | 0 | 0
5 | 30 | 1 | 0 | 0 | 7 | 2 | 0 | 7 | 0 | 0 | 0 | 0 | 0
5 | 30 | 2 | 0 | 0 | 7 | 2 | 0 | 7 | 0 | 0 | 0 | 0 | 0
5 | 30 | 3 | 0 | 0 | 7 | 2 | 0 | 7 | 0 | 0 | 0 | 0 | 0
5 | 30 | 4 | 0 | 0 | 7 | 2 | 0 | 7 | 0 | 0 | 0 | 0 | 0
5 | 30 | 5 | 0 | 24 | 8 | 2 | 22.741 | 6.486 | 148406.266 | 109288.203 | 107102.4389 | 113.2593 | 110.9941
5 | 30 | 6 | 0 | 87 | 10 | 2 | 82.207 | 10.285 | 529764.563 | 483113.75 | 473451.475 | 500.6681 | 490.6548
5 | 30 | 7 | 0 | 63 | 12 | 2 | 59.848 | 11.908 | 383597.094 | 339923.063 | 333124.6017 | 352.2745 | 345.229
5 | 30 | 8 | 30 | 269 | 15 | 2 | 280.56 | 20.946 | 1742343.125 | 1666703.625 | 1633369.5525 | 1727.2648 | 1692.7195
5 | 30 | 9 | 19 | 282 | 18 | 2 | 286.837 | 24.869 | 1758478.75 | 1682401.875 | 1648753.8375 | 1743.5335 | 1708.6628
5 | 30 | 10 | 18 | 290 | 20 | 3 | 296.576 | 26.264 | 1809531.125 | 1732061.25 | 1697420.025 | 1794.9973 | 1759.0973
5 | 30 | 11 | 21 | 335 | 22 | 4 | 345.272 | 28.749 | 2088293.625 | 2002978.375 | 1962918.8075 | 2075.7584 | 2034.2432
5 | 30 | 12 | 14 | 211 | 23 | 4 | 216.848 | 27.083 | 1319293.375 | 1254638.125 | 1229545.3625 | 1300.2265 | 1274.222
5 | 30 | 13 | 0 | 109 | 24 | 4 | 104.115 | 25.384 | 637229.688 | 588319.313 | 576552.9267 | 609.6964 | 597.5025
5 | 30 | 14 | 22 | 290 | 24 | 4 | 296.558 | 29.325 | 1789643.375 | 1712717.75 | 1678463.395 | 1774.9509 | 1739.4519
5 | 30 | 15 | 81 | 306 | 23 | 4 | 348.258 | 29.819 | 2093700.25 | 2008228.875 | 1968064.2975 | 2081.1997 | 2039.5757
5 | 30 | 16 | 391 | 189 | 21 | 4 | 355.935 | 28.079 | 2094211.375 | 2008725.25 | 1968550.745 | 2081.7141 | 2040.0798
5 | 30 | 17 | 77 | 124 | 19 | 3 | 131.666 | 21.493 | 790769.063 | 738525.875 | 723755.3575 | 765.3609 | 750.0537
5 | 30 | 18 | 50 | 46 | 17 | 2 | 39.006 | 16.605 | 246080.453 | 205105.313 | 201003.2067 | 212.558 | 208.3068
5 | 30 | 19 | 0 | 0 | 15 | 1 | 0 | 15 | 0 | 0 | 0 | 0 | 0
5 | 30 | 20 | 0 | 0 | 14 | 1 | 0 | 14 | 0 | 0 | 0 | 0 | 0
5 | 30 | 21 | 0 | 0 | 12 | 1 | 0 | 12 | 0 | 0 | 0 | 0 | 0
5 | 30 | 22 | 0 | 0 | 11 | 2 | 0 | 11 | 0 | 0 | 0 | 0 | 0
5 | 30 | 23 | 0 | 0 | 10 | 2 | 0 | 10 | 0 | 0 | 0 | 0 | 0
5 | 31 | 0 | 0 | 0 | 9 | 3 | 0 | 9 | 0 | 0 | 0 | 0 | 0
5 | 31 | 1 | 0 | 0 | 8 | 3 | 0 | 8 | 0 | 0 | 0 | 0 | 0
5 | 31 | 2 | 0 | 0 | 7 | 3 | 0 | 7 | 0 | 0 | 0 | 0 | 0
5 | 31 | 3 | 0 | 0 | 6 | 2 | 0 | 6 | 0 | 0 | 0 | 0 | 0
5 | 31 | 4 | 0 | 0 | 7 | 2 | 0 | 7 | 0 | 0 | 0 | 0 | 0
5 | 31 | 5 | 337 | 49 | 9 | 3 | 45.576 | 8.285 | 258114.359 | 216906.969 | 212568.8296 | 224.7885 | 220.2927
5 | 31 | 6 | 291 | 132 | 11 | 3 | 195.625 | 14.142 | 1149412.625 | 1088905.75 | 1067127.635 | 1128.4721 | 1105.9027
5 | 31 | 7 | 745 | 105 | 14 | 2 | 458.117 | 25.165 | 2698002.5 | 2594116 | 2542233.68 | 2688.3755 | 2634.608
5 | 31 | 8 | 828 | 117 | 17 | 1 | 678.096 | 37.949 | 3927987.5 | 3780738.75 | 3705123.975 | 3918.1153 | 3839.753
5 | 31 | 9 | 877 | 127 | 18 | 1 | 861.087 | 44.976 | 4897346 | 4710367 | 4616159.66 | 4881.5224 | 4783.892
5 | 31 | 10 | 906 | 131 | 19 | 1 | 990.815 | 50.159 | 5535615 | 5319801 | 5213404.98 | 5513.1008 | 5402.8388
5 | 31 | 11 | 929 | 127 | 20 | 1 | 1060.117 | 53.412 | 5850872 | 5620032.5 | 5507631.85 | 5824.2415 | 5707.7566
5 | 31 | 12 | 931 | 125 | 21 | 2 | 1056.426 | 49.606 | 5916660 | 5682619.5 | 5568967.11 | 5889.1026 | 5771.3206
5 | 31 | 13 | 921 | 120 | 22 | 3 | 983.165 | 45.779 | 5584531.5 | 5366420.5 | 5259092.09 | 5561.4142 | 5450.186
5 | 31 | 14 | 895 | 113 | 22 | 3 | 845.315 | 42.547 | 4848783 | 4663911 | 4570632.78 | 4833.3784 | 4736.7108
5 | 31 | 15 | 728 | 157 | 21 | 4 | 633.046 | 34.988 | 3703184.5 | 3564450 | 3493161 | 3693.9675 | 3620.0882
5 | 31 | 16 | 771 | 89 | 20 | 4 | 433.199 | 29.322 | 2490238 | 2392897.5 | 2345039.55 | 2479.8456 | 2430.2487
5 | 31 | 17 | 181 | 129 | 18 | 2 | 158.849 | 21.945 | 922865.188 | 867656.25 | 850303.125 | 899.1833 | 881.1997
5 | 31 | 18 | 70 | 46 | 16 | 2 | 39.082 | 15.682 | 247329.5 | 206330.297 | 202203.6911 | 213.8275 | 209.5509
5 | 31 | 19 | 0 | 0 | 14 | 3 | 0 | 14 | 0 | 0 | 0 | 0 | 0
5 | 31 | 20 | 0 | 0 | 13 | 4 | 0 | 13 | 0 | 0 | 0 | 0 | 0
5 | 31 | 21 | 0 | 0 | 12 | 4 | 0 | 12 | 0 | 0 | 0 | 0 | 0
5 | 31 | 22 | 0 | 0 | 12 | 4 | 0 | 12 | 0 | 0 | 0 | 0 | 0
5 | 31 | 23 | 0 | 0 | 11 | 4 | 0 | 11 | 0 | 0 | 0 | 0 | 0
6 | 1 | 0 | 0 | 0 | 10 | 3 | 0 | 10 | 0 | 0 | 0 | 0 | 0
6 | 1 | 1 | 0 | 0 | 10 | 2 | 0 | 10 | 0 | 0 | 0 | 0 | 0
6 | 1 | 2 | 0 | 0 | 9 | 1 | 0 | 9 | 0 | 0 | 0 | 0 | 0
6 | 1 | 3 | 0 | 0 | 9 | 1 | 0 | 9 | 0 | 0 | 0 | 0 | 0
6 | 1 | 4 | 0 | 0 | 9 | 1 | 0 | 9 | 0 | 0 | 0 | 0 | 0
6 | 1 | 5 | 139 | 55 | 10 | 0 | 48.362 | 7.971 | 298433.563 | 256442.547 | 251313.6961 | 265.7606 | 260.4454
6 | 1 | 6 | 273 | 128 | 12 | 0 | 187.443 | 17.535 | 1090616.5 | 1031510.25 | 1010880.045 | 1068.9911 | 1047.6113
6 | 1 | 7 | 329 | 213 | 14 | 0 | 361.577 | 27.704 | 2147689.25 | 2060650 | 2019437 | 2135.5256 | 2092.8151
6 | 1 | 8 | 852 | 101 | 17 | 0 | 676.337 | 42.495 | 3851198.5 | 3706887.75 | 3632749.995 | 3841.5809 | 3764.7492
6 | 1 | 9 | 899 | 107 | 19 | 0 | 858.96 | 51.749 | 4760412 | 4579342 | 4487755.16 | 4745.7365 | 4650.8218
6 | 1 | 10 | 924 | 112 | 20 | 1 | 988.341 | 51.01 | 5503703 | 5289381.5 | 5183593.87 | 5481.576 | 5371.9444
6 | 1 | 11 | 906 | 134 | 21 | 2 | 1043.873 | 49.105 | 5857661.5 | 5626492.5 | 5513962.65 | 5830.9362 | 5714.3175
6 | 1 | 12 | 902 | 134 | 21 | 3 | 1036.457 | 45.971 | 5885624 | 5653096.5 | 5540034.57 | 5858.5069 | 5741.3367
6 | 1 | 13 | 885 | 133 | 21 | 4 | 962.732 | 42.234 | 5541720.5 | 5325620.5 | 5219108.09 | 5519.1317 | 5408.7491
6 | 1 | 14 | 823 | 144 | 20 | 4 | 821.72 | 38.195 | 4790722 | 4608352.5 | 4516185.45 | 4775.8011 | 4680.2851
6 | 1 | 15 | 765 | 134 | 19 | 4 | 634.27 | 32.997 | 3735310.5 | 3595375.5 | 3523467.99 | 3726.0167 | 3651.4964
6 | 1 | 16 | 676 | 116 | 18 | 4 | 417.096 | 26.986 | 2428808 | 2333360 | 2286692.8 | 2418.1447 | 2369.7818
6 | 1 | 17 | 525 | 89 | 17 | 3 | 199.831 | 21.271 | 1063449.75 | 1004984.688 | 984884.9942 | 1041.5017 | 1020.6717
6 | 1 | 18 | 247 | 46 | 16 | 3 | 35.47 | 15.697 | 224464.297 | 183904.422 | 180226.3336 | 190.5868 | 186.775
6 | 1 | 19 | 0 | 0 | 14 | 3 | 0 | 14 | 0 | 0 | 0 | 0 | 0
6 | 1 | 20 | 0 | 0 | 12 | 2 | 0 | 12 | 0 | 0 | 0 | 0 | 0
6 | 1 | 21 | 0 | 0 | 12 | 2 | 0 | 12 | 0 | 0 | 0 | 0 | 0
6 | 1 | 22 | 0 | 0 | 11 | 1 | 0 | 11 | 0 | 0 | 0 | 0 | 0
6 | 1 | 23 | 0 | 0 | 11 | 1 | 0 | 11 | 0 | 0 | 0 | 0 | 0
6 | 2 | 0 | 0 | 0 | 10 | 0 | 0 | 10 | 0 | 0 | 0 | 0 | 0
6 | 2 | 1 | 0 | 0 | 10 | 0 | 0 | 10 | 0 | 0 | 0 | 0 | 0
6 | 2 | 2 | 0 | 0 | 9 | 0 | 0 | 9 | 0 | 0 | 0 | 0 | 0
6 | 2 | 3 | 0 | 0 | 9 | 1 | 0 | 9 | 0 | 0 | 0 | 0 | 0
6 | 2 | 4 | 0 | 0 | 10 | 1 | 0 | 10 | 0 | 0 | 0 | 0 | 0
6 | 2 | 5 | 378 | 45 | 12 | 1 | 43.663 | 10.893 | 238481.203 | 197652.328 | 193699.2814 | 204.8342 | 200.7375
6 | 2 | 6 | 637 | 75 | 16 | 0 | 230.467 | 23.332 | 1218991.75 | 1156804 | 1133667.92 | 1198.8375 | 1174.8608
6 | 2 | 7 | 768 | 93 | 19 | 0 | 457.539 | 36.306 | 2585927.75 | 2485600.25 | 2435888.245 | 2575.9168 | 2524.3984
6 | 2 | 8 | 843 | 106 | 21 | 1 | 676.343 | 41.73 | 3862555.75 | 3717812.25 | 3643456.005 | 3852.9023 | 3775.8443
6 | 2 | 9 | 887 | 115 | 23 | 1 | 856.673 | 49.542 | 4788272 | 4606008 | 4513887.84 | 4773.3715 | 4677.904
6 | 2 | 10 | 913 | 121 | 24 | 2 | 986.693 | 50.2 | 5511670.5 | 5296977 | 5191037.46 | 5489.4474 | 5379.6585
6 | 2 | 11 | 941 | 113 | 25 | 2 | 1057.475 | 53.196 | 5841181.5 | 5610811.5 | 5498595.27 | 5814.6854 | 5698.3917
6 | 2 | 12 | 937 | 116 | 26 | 2 | 1053.102 | 54.227 | 5793661.5 | 5565587.5 | 5454275.75 | 5767.8181 | 5652.4618
6 | 2 | 13 | 918 | 118 | 26 | 2 | 978.522 | 52.441 | 5418425.5 | 5208065.5 | 5103904.19 | 5397.3053 | 5289.3592
6 | 2 | 14 | 869 | 124 | 26 | 2 | 835.774 | 48.799 | 4682628 | 4504871.5 | 4414774.07 | 4668.5601 | 4575.1889
6 | 2 | 15 | 813 | 116 | 26 | 2 | 647.854 | 43.784 | 3665574.75 | 3528239 | 3457674.22 | 3656.4408 | 3583.3119
6 | 2 | 16 | 723 | 102 | 25 | 3 | 424.948 | 35.162 | 2398263.5 | 2303748.75 | 2257673.775 | 2387.4575 | 2339.7084
6 | 2 | 17 | 574 | 80 | 22 | 3 | 202.781 | 26.405 | 1046709.375 | 988637.438 | 968864.6892 | 1024.5605 | 1004.0693
6 | 2 | 18 | 297 | 42 | 19 | 2 | 32.192 | 18.713 | 201636.797 | 161512.828 | 158282.5714 | 167.3815 | 164.0339
6 | 2 | 19 | 0 | 0 | 17 | 1 | 0 | 17 | 0 | 0 | 0 | 0 | 0
6 | 2 | 20 | 0 | 0 | 15 | 1 | 0 | 15 | 0 | 0 | 0 | 0 | 0
6 | 2 | 21 | 0 | 0 | 14 | 1 | 0 | 14 | 0 | 0 | 0 | 0 | 0
6 | 2 | 22 | 0 | 0 | 13 | 1 | 0 | 13 | 0 | 0 | 0 | 0 | 0
6 | 2 | 23 | 0 | 0 | 13 | 1 | 0 | 13 | 0 | 0 | 0 | 0 | 0
6 | 3 | 0 | 0 | 0 | 12 | 1 | 0 | 12 | 0 | 0 | 0 | 0 | 0
6 | 3 | 1 | 0 | 0 | 12 | 1 | 0 | 12 | 0 | 0 | 0 | 0 | 0
6 | 3 | 2 | 0 | 0 | 12 | 1 | 0 | 12 | 0 | 0 | 0 | 0 | 0
6 | 3 | 3 | 0 | 0 | 12 | 1 | 0 | 12 | 0 | 0 | 0 | 0 | 0
6 | 3 | 4 | 0 | 0 | 13 | 1 | 0 | 13 | 0 | 0 | 0 | 0 | 0
6 | 3 | 5 | 374 | 46 | 16 | 3 | 44.513 | 15.381 | 240619.891 | 199749.875 | 195754.8775 | 207.008 | 202.8678
6 | 3 | 6 | 626 | 71 | 20 | 4 | 223.779 | 23.572 | 1180201.875 | 1118954.25 | 1096575.165 | 1159.6125 | 1136.4202
6 | 3 | 7 | 223 | 230 | 23 | 5 | 325.597 | 28.52 | 1938837 | 1857778.375 | 1820622.8075 | 1925.2824 | 1886.7768
6 | 3 | 8 | 444 | 265 | 24 | 4 | 564.011 | 35.478 | 3308359.5 | 3183941 | 3120262.18 | 3299.6324 | 3233.6397
6 | 3 | 9 | 446 | 348 | 25 | 4 | 725.956 | 40.334 | 4204607 | 4046519.75 | 3965589.355 | 4193.5537 | 4109.6826
6 | 3 | 10 | 887 | 134 | 26 | 3 | 974.839 | 48.71 | 5476605 | 5263546 | 5158275.08 | 5454.8017 | 5345.7057
6 | 3 | 11 | 486 | 452 | 27 | 3 | 954.776 | 49.785 | 5343821 | 5136894.5 | 5034156.61 | 5323.5482 | 5217.0772
6 | 3 | 12 | 363 | 452 | 27 | 2 | 825.87 | 49.453 | 4628207.5 | 4452750.5 | 4363695.49 | 4614.5452 | 4522.2543
6 | 3 | 13 | 479 | 413 | 27 | 2 | 872.249 | 50.218 | 4872514 | 4686613.5 | 4592881.23 | 4856.9058 | 4759.7677
6 | 3 | 14 | 495 | 332 | 27 | 3 | 741.964 | 44.851 | 4223899 | 4065041.25 | 3983740.425 | 4212.7482 | 4128.4932
6 | 3 | 15 | 481 | 245 | 26 | 3 | 558.232 | 39.43 | 3222162.5 | 3100761.25 | 3038746.025 | 3213.4302 | 3149.1616
6 | 3 | 16 | 632 | 124 | 25 | 2 | 406.374 | 35.877 | 2297172.5 | 2205713.25 | 2161598.985 | 2285.8598 | 2240.1426
6 | 3 | 17 | 543 | 85 | 23 | 1 | 201.223 | 29.334 | 1037033.875 | 979188.438 | 959604.6692 | 1014.7681 | 994.4728
6 | 3 | 18 | 253 | 47 | 20 | 1 | 36.18 | 19.975 | 225632.953 | 185050.688 | 181349.6742 | 191.7747 | 187.9392
6 | 3 | 19 | 0 | 0 | 18 | 1 | 0 | 18 | 0 | 0 | 0 | 0 | 0
6 | 3 | 20 | 0 | 0 | 17 | 2 | 0 | 17 | 0 | 0 | 0 | 0 | 0
6 | 3 | 21 | 0 | 0 | 15 | 2 | 0 | 15 | 0 | 0 | 0 | 0 | 0
6 | 3 | 22 | 0 | 0 | 14 | 1 | 0 | 14 | 0 | 0 | 0 | 0 | 0
6 | 3 | 23 | 0 | 0 | 14 | 0 | 0 | 14 | 0 | 0 | 0 | 0 | 0
6 | 4 | 0 | 0 | 0 | 13 | 0 | 0 | 13 | 0 | 0 | 0 | 0 | 0
6 | 4 | 1 | 0 | 0 | 12 | 0 | 0 | 12 | 0 | 0 | 0 | 0 | 0
6 | 4 | 2 | 0 | 0 | 12 | 0 | 0 | 12 | 0 | 0 | 0 | 0 | 0
6 | 4 | 3 | 0 | 0 | 11 | 0 | 0 | 11 | 0 | 0 | 0 | 0 | 0
6 | 4 | 4 | 0 | 0 | 12 | 1 | 0 | 12 | 0 | 0 | 0 | 0 | 0
6 | 4 | 5 | 380 | 45 | 14 | 1 | 43.642 | 12.948 | 236354.469 | 195566.469 | 191655.1396 | 202.6726 | 198.6191
6 | 4 | 6 | 639 | 73 | 17 | 2 | 228.764 | 21.501 | 1215410.125 | 1153309.5 | 1130243.31 | 1195.216 | 1171.3117
6 | 4 | 7 | 770 | 91 | 20 | 1 | 455.935 | 33.306 | 2604077 | 2503177.5 | 2453113.95 | 2594.1327 | 2542.2501
6 | 4 | 8 | 843 | 103 | 22 | 1 | 671.249 | 42.537 | 3821467.25 | 3678285.75 | 3604720.035 | 3811.9396 | 3735.7008
6 | 4 | 9 | 884 | 114 | 23 | 1 | 852.392 | 49.405 | 4766726 | 4585386 | 4493678.28 | 4752.0001 | 4656.9601
6 | 4 | 10 | 911 | 118 | 24 | 1 | 981.075 | 54.494 | 5389898.5 | 5180854.5 | 5077237.41 | 5369.1055 | 5261.7234
6 | 4 | 11 | 950 | 102 | 25 | 1 | 1054.781 | 57.828 | 5721481 | 5496871 | 5386933.58 | 5696.6048 | 5582.6727
6 | 4 | 12 | 950 | 102 | 26 | 1 | 1051.65 | 58.926 | 5679651 | 5457036.5 | 5347895.77 | 5655.3228 | 5542.2164
6 | 4 | 13 | 939 | 100 | 27 | 2 | 980.063 | 53.422 | 5406289.5 | 5196489.5 | 5092559.71 | 5385.3086 | 5277.6025
6 | 4 | 14 | 892 | 108 | 27 | 2 | 839.116 | 49.844 | 4682423.5 | 4504675.5 | 4414581.99 | 4668.357 | 4574.9898
6 | 4 | 15 | 850 | 98 | 26 | 2 | 653.645 | 43.937 | 3694993.5 | 3556564.25 | 3485432.965 | 3685.7952 | 3612.0793
6 | 4 | 16 | 777 | 85 | 25 | 3 | 434.634 | 35.399 | 2445889 | 2349916.5 | 2302918.17 | 2435.3028 | 2386.5968
6 | 4 | 17 | 645 | 67 | 23 | 2 | 207.743 | 28.302 | 1047294.813 | 989209.125 | 969424.9425 | 1025.1529 | 1004.6499
6 | 4 | 18 | 373 | 38 | 20 | 1 | 29.052 | 19.772 | 181306.875 | 141568.828 | 138737.4514 | 146.7129 | 143.7786
6 | 4 | 19 | 0 | 0 | 17 | 1 | 0 | 17 | 0 | 0 | 0 | 0 | 0
6 | 4 | 20 | 0 | 0 | 15 | 1 | 0 | 15 | 0 | 0 | 0 | 0 | 0
6 | 4 | 21 | 0 | 0 | 14 | 1 | 0 | 14 | 0 | 0 | 0 | 0 | 0
6 | 4 | 22 | 0 | 0 | 14 | 0 | 0 | 14 | 0 | 0 | 0 | 0 | 0
6 | 4 | 23 | 0 | 0 | 13 | 0 | 0 | 13 | 0 | 0 | 0 | 0 | 0
6 | 5 | 0 | 0 | 0 | 13 | 0 | 0 | 13 | 0 | 0 | 0 | 0 | 0
6 | 5 | 1 | 0 | 0 | 13 | 0 | 0 | 13 | 0 | 0 | 0 | 0 | 0
6 | 5 | 2 | 0 | 0 | 12 | 0 | 0 | 12 | 0 | 0 | 0 | 0 | 0
6 | 5 | 3 | 0 | 0 | 12 | 0 | 0 | 12 | 0 | 0 | 0 | 0 | 0
6 | 5 | 4 | 0 | 0 | 12 | 0 | 0 | 12 | 0 | 0 | 0 | 0 | 0
6 | 5 | 5 | 405 | 43 | 14 | 0 | 42.217 | 11.86 | 225379.656 | 184802.25 | 181106.205 | 191.5172 | 187.6869
6 | 5 | 6 | 652 | 70 | 16 | 0 | 228.968 | 23.262 | 1205048.125 | 1143199.125 | 1120335.1425 | 1184.7383 | 1161.0435
6 | 5 | 7 | 777 | 87 | 19 | 1 | 454.936 | 32.293 | 2606450.5 | 2505476.25 | 2455366.725 | 2596.515 | 2544.5847
6 | 5 | 8 | 851 | 97 | 22 | 1 | 670.219 | 42.503 | 3815532 | 3672575.5 | 3599123.99 | 3806.0218 | 3729.9014
6 | 5 | 9 | 897 | 103 | 24 | 1 | 851.677 | 50.324 | 4745760 | 4565317 | 4474010.66 | 4731.2019 | 4636.5779
6 | 5 | 10 | 923 | 107 | 26 | 1 | 980.896 | 56.346 | 5349928.5 | 5142722.5 | 5039868.05 | 5329.588 | 5222.9962
6 | 5 | 11 | 943 | 103 | 27 | 2 | 1048.566 | 54.859 | 5754547 | 5528353.5 | 5417786.43 | 5729.2312 | 5614.6466
6 | 5 | 12 | 939 | 104 | 28 | 2 | 1042.669 | 55.846 | 5700035 | 5476449.5 | 5366920.51 | 5675.4412 | 5561.9324
6 | 5 | 13 | 921 | 105 | 28 | 2 | 968.515 | 54.073 | 5329101 | 5122849 | 5020392.02 | 5308.9923 | 5202.8125
6 | 5 | 14 | 874 | 111 | 28 | 3 | 827.826 | 47.948 | 4653136.5 | 4476628.5 | 4387095.93 | 4639.2908 | 4546.505
6 | 5 | 15 | 364 | 292 | 27 | 3 | 524.933 | 39.864 | 3030086.75 | 2915270 | 2856964.6 | 3021.199 | 2960.775
6 | 5 | 16 | 346 | 202 | 26 | 3 | 349.96 | 34.134 | 2022357.375 | 1938934.375 | 1900155.6875 | 2009.3873 | 1969.1996
6 | 5 | 17 | 0 | 63 | 24 | 2 | 59.826 | 25.087 | 366543.875 | 323209.875 | 316745.6775 | 334.954 | 328.2549
6 | 5 | 18 | 300 | 44 | 21 | 1 | 33.671 | 20.173 | 209845.234 | 169564.828 | 166173.5314 | 175.7261 | 172.2116
6 | 5 | 19 | 0 | 0 | 19 | 1 | 0 | 19 | 0 | 0 | 0 | 0 | 0
6 | 5 | 20 | 0 | 0 | 18 | 0 | 0 | 18 | 0 | 0 | 0 | 0 | 0
6 | 5 | 21 | 0 | 0 | 17 | 0 | 0 | 17 | 0 | 0 | 0 | 0 | 0
6 | 5 | 22 | 0 | 0 | 16 | 0 | 0 | 16 | 0 | 0 | 0 | 0 | 0
6 | 5 | 23 | 0 | 0 | 15 | 0 | 0 | 15 | 0 | 0 | 0 | 0 | 0
6 | 6 | 0 | 0 | 0 | 15 | 0 | 0 | 15 | 0 | 0 | 0 | 0 | 0
6 | 6 | 1 | 0 | 0 | 14 | 0 | 0 | 14 | 0 | 0 | 0 | 0 | 0
6 | 6 | 2 | 0 | 0 | 13 | 0 | 0 | 13 | 0 | 0 | 0 | 0 | 0
6 | 6 | 3 | 0 | 0 | 13 | 1 | 0 | 13 | 0 | 0 | 0 | 0 | 0
6 | 6 | 4 | 0 | 0 | 14 | 1 | 0 | 14 | 0 | 0 | 0 | 0 | 0
6 | 6 | 5 | 394 | 43 | 16 | 1 | 41.906 | 14.951 | 222498.781 | 181976.563 | 178337.0317 | 188.5888 | 184.8171
6 | 6 | 6 | 644 | 71 | 20 | 1 | 227.693 | 25.357 | 1190861.75 | 1129356.625 | 1106769.4925 | 1170.3928 | 1146.985
6 | 6 | 7 | 771 | 88 | 23 | 0 | 452.758 | 40.016 | 2522152.5 | 2423821 | 2375344.58 | 2511.8927 | 2461.6549
6 | 6 | 8 | 839 | 100 | 26 | 0 | 664.789 | 51.183 | 3662268 | 3525055 | 3454553.9 | 3653.1411 | 3580.0782
6 | 6 | 9 | 577 | 305 | 27 | 1 | 791.46 | 51.499 | 4393480 | 4227764 | 4143208.72 | 4381.3836 | 4293.756
6 | 6 | 10 | 458 | 430 | 28 | 1 | 873.762 | 55.145 | 4788948 | 4606655 | 4514521.9 | 4774.042 | 4678.5611
6 | 6 | 11 | 893 | 131 | 29 | 1 | 1026.625 | 60.418 | 5511730.5 | 5297034 | 5191093.32 | 5489.5065 | 5379.7164
6 | 6 | 12 | 881 | 137 | 28 | 2 | 1018.04 | 55.206 | 5579389 | 5361519.5 | 5254289.11 | 5556.3352 | 5445.2084
6 | 6 | 13 | 296 | 456 | 28 | 3 | 740.284 | 46.12 | 4200728.5 | 4042796.5 | 3961940.57 | 4189.6952 | 4105.9013
6 | 6 | 14 | 106 | 401 | 27 | 3 | 479.3 | 38.621 | 2795829.75 | 2688782.75 | 2635007.095 | 2786.4821 | 2730.7525
6 | 6 | 15 | 0 | 110 | 24 | 3 | 104.726 | 26.24 | 639045.938 | 590096.813 | 578294.8767 | 611.5385 | 599.3077
6 | 6 | 16 | 0 | 19 | 21 | 2 | 18.019 | 20.037 | 112349.172 | 73904.094 | 72426.0121 | 76.5895 | 75.0577
6 | 6 | 17 | 0 | 45 | 19 | 2 | 42.688 | 18.357 | 267705.781 | 226312.75 | 221786.495 | 234.536 | 229.8453
6 | 6 | 18 | 0 | 14 | 17 | 3 | 13.25 | 15.752 | 83835.195 | 45917.516 | 44999.1657 | 47.586 | 46.6343
6 | 6 | 19 | 0 | 0 | 16 | 3 | 0 | 16 | 0 | 0 | 0 | 0 | 0
6 | 6 | 20 | 0 | 0 | 15 | 3 | 0 | 15 | 0 | 0 | 0 | 0 | 0
6 | 6 | 21 | 0 | 0 | 15 | 2 | 0 | 15 | 0 | 0 | 0 | 0 | 0
6 | 6 | 22 | 0 | 0 | 14 | 1 | 0 | 14 | 0 | 0 | 0 | 0 | 0
6 | 6 | 23 | 0 | 0 | 14 | 1 | 0 | 14 | 0 | 0 | 0 | 0 | 0
6 | 7 | 0 | 0 | 0 | 14 | 0 | 0 | 14 | 0 | 0 | 0 | 0 | 0
6 | 7 | 1 | 0 | 0 | 13 | 0 | 0 | 13 | 0 | 0 | 0 | 0 | 0
6 | 7 | 2 | 0 | 0 | 13 | 0 | 0 | 13 | 0 | 0 | 0 | 0 | 0
6 | 7 | 3 | 0 | 0 | 12 | 0 | 0 | 12 | 0 | 0 | 0 | 0 | 0
6 | 7 | 4 | 0 | 0 | 13 | 0 | 0 | 13 | 0 | 0 | 0 | 0 | 0
6 | 7 | 5 | 373 | 46 | 15 | 1 | 44.2 | 13.997 | 240427.563 | 199561.25 | 195570.025 | 206.8125 | 202.6762
6 | 7 | 6 | 623 | 77 | 18 | 1 | 227.896 | 23.349 | 1207013.375 | 1145116.75 | 1122214.415 | 1186.7256 | 1162.9911
6 | 7 | 7 | 752 | 96 | 21 | 1 | 451.376 | 34.151 | 2571085.25 | 2471224.25 | 2421799.765 | 2561.0184 | 2509.798
6 | 7 | 8 | 825 | 109 | 24 | 2 | 665.333 | 41.142 | 3807649.5 | 3664991.25 | 3591691.425 | 3798.162 | 3722.1988
6 | 7 | 9 | 869 | 118 | 26 | 2 | 842.716 | 48.09 | 4736242.5 | 4556206 | 4465081.88 | 4721.7599 | 4627.3247
6 | 7 | 10 | 891 | 125 | 28 | 2 | 968.195 | 53.526 | 5339199.5 | 5132485.5 | 5029835.79 | 5318.979 | 5212.5994
6 | 7 | 11 | 893 | 134 | 29 | 3 | 1029.363 | 53.325 | 5683020.5 | 5460245.5 | 5351040.59 | 5658.6485 | 5545.4755
6 | 7 | 12 | 881 | 140 | 30 | 4 | 1020.931 | 52.144 | 5662288.5 | 5440499.5 | 5331689.51 | 5638.185 | 5525.4213
6 | 7 | 13 | 846 | 149 | 29 | 4 | 942.782 | 49.575 | 5278599 | 5074651.5 | 4973158.47 | 5259.0435 | 5153.8627
6 | 7 | 14 | 779 | 161 | 28 | 3 | 804.629 | 47.378 | 4533699.5 | 4362199 | 4274955.02 | 4520.7034 | 4430.2894
6 | 7 | 15 | 634 | 199 | 27 | 1 | 616.023 | 47.186 | 3449164.5 | 3319733.75 | 3253339.075 | 3440.3593 | 3371.5521
6 | 7 | 16 | 223 | 223 | 24 | 2 | 313.394 | 32.658 | 1834580.875 | 1756422.625 | 1721294.1725 | 1820.2438 | 1783.839
6 | 7 | 17 | 0 | 5 | 20 | 3 | 4.732 | 19.329 | 29577.93 | 0 | 0 | 0 | 0
6 | 7 | 18 | 0 | 1 | 18 | 2 | 0.945 | 16.129 | 5970.4 | 0 | 0 | 0 | 0
6 | 7 | 19 | 0 | 0 | 16 | 0 | 0 | 16 | 0 | 0 | 0 | 0 | 0
6 | 7 | 20 | 0 | 0 | 16 | 0 | 0 | 16 | 0 | 0 | 0 | 0 | 0
6 | 7 | 21 | 0 | 0 | 15 | 0 | 0 | 15 | 0 | 0 | 0 | 0 | 0
6 | 7 | 22 | 0 | 0 | 15 | 1 | 0 | 15 | 0 | 0 | 0 | 0 | 0
6 | 7 | 23 | 0 | 0 | 14 | 1 | 0 | 14 | 0 | 0 | 0 | 0 | 0
6 | 8 | 0 | 0 | 0 | 14 | 2 | 0 | 14 | 0 | 0 | 0 | 0 | 0
6 | 8 | 1 | 0 | 0 | 14 | 1 | 0 | 14 | 0 | 0 | 0 | 0 | 0
6 | 8 | 2 | 0 | 0 | 14 | 1 | 0 | 14 | 0 | 0 | 0 | 0 | 0
6 | 8 | 3 | 0 | 0 | 13 | 1 | 0 | 13 | 0 | 0 | 0 | 0 | 0
6 | 8 | 4 | 0 | 0 | 14 | 2 | 0 | 14 | 0 | 0 | 0 | 0 | 0
6 | 8 | 5 | 389 | 45 | 16 | 3 | 43.454 | 15.355 | 233265.625 | 192536.953 | 188686.2139 | 199.533 | 195.5423
6 | 8 | 6 | 625 | 80 | 20 | 3 | 230.964 | 24.082 | 1222000.75 | 1159739.625 | 1136544.8325 | 1201.8798 | 1177.8422
6 | 8 | 7 | 740 | 106 | 24 | 2 | 454.251 | 35.104 | 2580715.25 | 2480551.75 | 2430940.715 | 2570.6848 | 2519.2711
6 | 8 | 8 | 803 | 129 | 27 | 2 | 670.267 | 44.212 | 3793418.5 | 3651298.25 | 3578272.285 | 3783.9715 | 3708.292
6 | 8 | 9 | 837 | 148 | 29 | 1 | 849.515 | 54.993 | 4649395 | 4473044.5 | 4383583.61 | 4635.5766 | 4542.8651
6 | 8 | 10 | 850 | 164 | 30 | 1 | 974.214 | 59.894 | 5239471 | 5037300 | 4936554 | 5220.3348 | 5115.9281
6 | 8 | 11 | 914 | 133 | 31 | 1 | 1049.056 | 63.202 | 5569499 | 5352095 | 5245053.1 | 5546.5682 | 5435.6368
6 | 8 | 12 | 907 | 136 | 32 | 0 | 1042.747 | 70.556 | 5371467 | 5163271.5 | 5060006.07 | 5350.8836 | 5243.866
6 | 8 | 13 | 19 | 297 | 31 | 0 | 303.893 | 48.177 | 1711327.5 | 1636525 | 1603794.5 | 1695.9896 | 1662.0698
6 | 8 | 14 | 3 | 127 | 30 | 2 | 123.629 | 32.788 | 736981.25 | 685919.563 | 672201.1717 | 710.8431 | 696.6262
6 | 8 | 15 | 9 | 188 | 29 | 4 | 185.125 | 32.051 | 1106077.25 | 1046604.438 | 1025672.3492 | 1084.6338 | 1062.9411
6 | 8 | 16 | 245 | 221 | 26 | 5 | 323.147 | 31.462 | 1897611.625 | 1817706.75 | 1781352.615 | 1883.7548 | 1846.0797
6 | 8 | 17 | 153 | 136 | 24 | 5 | 160.367 | 26.477 | 927747.563 | 872427.25 | 854978.705 | 904.1277 | 886.0451
6 | 8 | 18 | 64 | 51 | 21 | 4 | 43.145 | 20.867 | 268246.75 | 226843.234 | 222306.3693 | 235.0858 | 230.3841
6 | 8 | 19 | 0 | 0 | 19 | 2 | 0 | 19 | 0 | 0 | 0 | 0 | 0
6 | 8 | 20 | 0 | 0 | 18 | 1 | 0 | 18 | 0 | 0 | 0 | 0 | 0
6 | 8 | 21 | 0 | 0 | 17 | 1 | 0 | 17 | 0 | 0 | 0 | 0 | 0
6 | 8 | 22 | 0 | 0 | 17 | 1 | 0 | 17 | 0 | 0 | 0 | 0 | 0
6 | 8 | 23 | 0 | 0 | 16 | 1 | 0 | 16 | 0 | 0 | 0 | 0 | 0
6 | 9 | 0 | 0 | 0 | 16 | 1 | 0 | 16 | 0 | 0 | 0 | 0 | 0
6 | 9 | 1 | 0 | 0 | 15 | 1 | 0 | 15 | 0 | 0 | 0 | 0 | 0
6 | 9 | 2 | 0 | 0 | 14 | 1 | 0 | 14 | 0 | 0 | 0 | 0 | 0
6 | 9 | 3 | 0 | 0 | 14 | 1 | 0 | 14 | 0 | 0 | 0 | 0 | 0
6 | 9 | 4 | 0 | 0 | 15 | 1 | 0 | 15 | 0 | 0 | 0 | 0 | 0
6 | 9 | 5 | 418 | 40 | 17 | 2 | 39.255 | 16.146 | 203529.547 | 163369.547 | 160102.1561 | 169.3057 | 165.9196
6 | 9 | 6 | 650 | 67 | 21 | 2 | 224.557 | 25.424 | 1169004.625 | 1108026.875 | 1085866.3375 | 1148.288 | 1125.3223
6 | 9 | 7 | 785 | 81 | 24 | 1 | 451.175 | 37.096 | 2537441 | 2438633 | 2389860.34 | 2527.2429 | 2476.6981
6 | 9 | 8 | 848 | 94 | 26 | 1 | 663.467 | 46.152 | 3724955 | 3585407.5 | 3513699.35 | 3715.6865 | 3641.3728
6 | 9 | 9 | 884 | 104 | 28 | 1 | 840.202 | 53.769 | 4619681.5 | 4444583.5 | 4355691.83 | 4606.0815 | 4513.9598
6 | 9 | 10 | 902 | 113 | 29 | 2 | 965.775 | 54.418 | 5307339 | 5102081.5 | 5000039.87 | 5287.4702 | 5181.7208
6 | 9 | 11 | 907 | 120 | 30 | 2 | 1028.899 | 57.2 | 5594947.5 | 5376345.5 | 5268818.59 | 5571.6999 | 5460.2659
6 | 9 | 12 | 907 | 120 | 30 | 2 | 1026.767 | 57.315 | 5580746 | 5362813 | 5255556.74 | 5557.6757 | 5446.5221
6 | 9 | 13 | 893 | 117 | 30 | 1 | 955.137 | 60.013 | 5133950 | 4936529.5 | 4837798.91 | 5115.9028 | 5013.5847
6 | 9 | 14 | 830 | 133 | 30 | 1 | 818.723 | 56.153 | 4458976 | 4290570.5 | 4204759.09 | 4446.4723 | 4357.5428
6 | 9 | 15 | 174 | 325 | 29 | 1 | 430.547 | 43.935 | 2454693.75 | 2358450.5 | 2311281.49 | 2444.1469 | 2395.264
6 | 9 | 16 | 80 | 221 | 28 | 1 | 245.85 | 35.848 | 1437340.625 | 1369714.25 | 1342319.965 | 1419.4841 | 1391.0944
6 | 9 | 17 | 3 | 108 | 27 | 0 | 101.88 | 31.417 | 609404.188 | 561084.625 | 549862.9325 | 581.4721 | 569.8427
6 | 9 | 18 | 0 | 37 | 25 | 0 | 34.778 | 24.86 | 213246.469 | 172901.141 | 169443.1182 | 179.1837 | 175.6
6 | 9 | 19 | 0 | 0 | 24 | 0 | 0 | 24 | 0 | 0 | 0 | 0 | 0
6 | 9 | 20 | 0 | 0 | 22 | 0 | 0 | 22 | 0 | 0 | 0 | 0 | 0
6 | 9 | 21 | 0 | 0 | 20 | 0 | 0 | 20 | 0 | 0 | 0 | 0 | 0
6 | 9 | 22 | 0 | 0 | 19 | 0 | 0 | 19 | 0 | 0 | 0 | 0 | 0
6 | 9 | 23 | 0 | 0 | 18 | 1 | 0 | 18 | 0 | 0 | 0 | 0 | 0
6 | 10 | 0 | 0 | 0 | 17 | 1 | 0 | 17 | 0 | 0 | 0 | 0 | 0
6 | 10 | 1 | 0 | 0 | 16 | 1 | 0 | 16 | 0 | 0 | 0 | 0 | 0
6 | 10 | 2 | 0 | 0 | 16 | 1 | 0 | 16 | 0 | 0 | 0 | 0 | 0
6 | 10 | 3 | 0 | 0 | 16 | 1 | 0 | 16 | 0 | 0 | 0 | 0 | 0
6 | 10 | 4 | 0 | 0 | 17 | 1 | 0 | 17 | 0 | 0 | 0 | 0 | 0
6 | 10 | 5 | 304 | 48 | 19 | 1 | 43.598 | 18.109 | 241964.063 | 201068.188 | 197046.8242 | 208.3742 | 204.2067
6 | 10 | 6 | 472 | 100 | 23 | 1 | 210.102 | 27.858 | 1126894.625 | 1066926.375 | 1045587.8475 | 1105.6941 | 1083.5802
6 | 10 | 7 | 584 | 144 | 27 | 0 | 417.248 | 42.611 | 2318749.75 | 2226642.75 | 2182109.895 | 2307.5498 | 2261.3988
6 | 10 | 8 | 556 | 233 | 30 | 0 | 605.452 | 52.96 | 3321738.5 | 3196848 | 3132911.04 | 3313.0084 | 3246.7482
6 | 10 | 9 | 541 | 322 | 31 | 1 | 776.865 | 54.698 | 4259433.5 | 4099151.25 | 4017168.225 | 4248.0976 | 4163.1357
6 | 10 | 10 | 487 | 416 | 32 | 2 | 886.187 | 55.233 | 4855288 | 4670134.5 | 4576731.81 | 4839.8281 | 4743.0315
6 | 10 | 11 | 915 | 122 | 33 | 3 | 1038.651 | 57.213 | 5647677.5 | 5426582 | 5318050.36 | 5623.7618 | 5511.2865
6 | 10 | 12 | 909 | 124 | 33 | 3 | 1032.718 | 57.405 | 5611109 | 5391744 | 5283909.12 | 5587.6579 | 5475.9047
6 | 10 | 13 | 888 | 125 | 33 | 4 | 958.653 | 53.824 | 5280074.5 | 5076060 | 4974538.8 | 5260.5032 | 5155.2932
6 | 10 | 14 | 848 | 126 | 32 | 4 | 823.354 | 49.979 | 4592821 | 4418851 | 4330473.98 | 4579.4139 | 4487.8257
6 | 10 | 15 | 793 | 119 | 31 | 4 | 641.977 | 45.03 | 3617471.25 | 3481913.5 | 3412275.23 | 3608.432 | 3536.2633
6 | 10 | 16 | 708 | 106 | 30 | 4 | 427.148 | 39.219 | 2381472.25 | 2287468.75 | 2241719.375 | 2370.586 | 2323.1743
6 | 10 | 17 | 507 | 94 | 28 | 3 | 205.558 | 32.557 | 1064956.75 | 1006456.188 | 986327.0642 | 1043.0267 | 1022.1661
6 | 10 | 18 | 277 | 48 | 25 | 2 | 37.659 | 25.033 | 230774.016 | 190093.188 | 186291.3242 | 197.0004 | 193.0604
6 | 10 | 19 | 0 | 0 | 22 | 2 | 0 | 22 | 0 | 0 | 0 | 0 | 0
6 | 10 | 20 | 0 | 0 | 20 | 1 | 0 | 20 | 0 | 0 | 0 | 0 | 0
6 | 10 | 21 | 0 | 0 | 19 | 0 | 0 | 19 | 0 | 0 | 0 | 0 | 0
6 | 10 | 22 | 0 | 0 | 18 | 0 | 0 | 18 | 0 | 0 | 0 | 0 | 0
6 | 10 | 23 | 0 | 0 | 18 | 0 | 0 | 18 | 0 | 0 | 0 | 0 | 0
6 | 11 | 0 | 0 | 0 | 17 | 1 | 0 | 17 | 0 | 0 | 0 | 0 | 0
6 | 11 | 1 | 0 | 0 | 16 | 1 | 0 | 16 | 0 | 0 | 0 | 0 | 0
6 | 11 | 2 | 0 | 0 | 15 | 1 | 0 | 15 | 0 | 0 | 0 | 0 | 0
6 | 11 | 3 | 0 | 0 | 15 | 1 | 0 | 15 | 0 | 0 | 0 | 0 | 0
6 | 11 | 4 | 0 | 0 | 16 | 1 | 0 | 16 | 0 | 0 | 0 | 0 | 0
6 | 11 | 5 | 417 | 43 | 19 | 1 | 41.632 | 18.043 | 218659.828 | 178211.063 | 174646.8417 | 184.6865 | 180.9928
6 | 11 | 6 | 665 | 70 | 22 | 1 | 230.415 | 27.474 | 1191067.5 | 1129557.375 | 1106966.2275 | 1170.6009 | 1147.1888
6 | 11 | 7 | 790 | 86 | 25 | 1 | 457.576 | 38.302 | 2562428 | 2462838.5 | 2413581.73 | 2552.328 | 2501.2814
6 | 11 | 8 | 862 | 96 | 28 | 2 | 673.817 | 45.291 | 3795059 | 3652876.75 | 3579819.215 | 3785.6073 | 3709.8952
6 | 11 | 9 | 907 | 103 | 29 | 3 | 857.284 | 48.92 | 4802371 | 4619501 | 4527110.98 | 4787.3547 | 4691.6076
6 | 11 | 10 | 933 | 106 | 30 | 3 | 987.087 | 53.135 | 5451549 | 5239654.5 | 5134861.41 | 5430.0421 | 5321.4412
6 | 11 | 11 | 951 | 103 | 31 | 3 | 1055.16 | 55.85 | 5768287 | 5541434 | 5430605.32 | 5742.787 | 5627.9313
6 | 11 | 12 | 950 | 103 | 32 | 3 | 1052.311 | 56.896 | 5729059 | 5504087 | 5394005.26 | 5704.083 | 5590.0013
6 | 11 | 13 | 933 | 103 | 33 | 3 | 978.67 | 56.273 | 5338896 | 5132195.5 | 5029551.59 | 5318.6785 | 5212.3049
6 | 11 | 14 | 883 | 111 | 32 | 3 | 837.374 | 52.079 | 4633166 | 4457500.5 | 4368350.49 | 4619.4678 | 4527.0785
6 | 11 | 15 | 820 | 109 | 31 | 3 | 650.108 | 46.658 | 3640150.75 | 3503756.25 | 3433681.125 | 3631.0684 | 3558.447
6 | 11 | 16 | 353 | 204 | 30 | 3 | 356.805 | 38.611 | 2029756.375 | 1946122.125 | 1907199.6825 | 2016.8362 | 1976.4995
6 | 11 | 17 | 287 | 125 | 27 | 2 | 182.08 | 31.428 | 999182.375 | 942218.563 | 923374.1917 | 976.4549 | 956.9258
6 | 11 | 18 | 148 | 52 | 24 | 2 | 42.801 | 24.064 | 263170.594 | 221865.406 | 217428.0979 | 229.9271 | 225.3285
6 | 11 | 19 | 0 | 0 | 22 | 1 | 0 | 22 | 0 | 0 | 0 | 0 | 0
6 | 11 | 20 | 0 | 0 | 21 | 1 | 0 | 21 | 0 | 0 | 0 | 0 | 0
6 | 11 | 21 | 0 | 0 | 20 | 0 | 0 | 20 | 0 | 0 | 0 | 0 | 0
6 | 11 | 22 | 0 | 0 | 19 | 0 | 0 | 19 | 0 | 0 | 0 | 0 | 0
6 | 11 | 23 | 0 | 0 | 18 | 0 | 0 | 18 | 0 | 0 | 0 | 0 | 0
6 | 12 | 0 | 0 | 0 | 17 | 0 | 0 | 17 | 0 | 0 | 0 | 0 | 0
6 | 12 | 1 | 0 | 0 | 16 | 1 | 0 | 16 | 0 | 0 | 0 | 0 | 0
6 | 12 | 2 | 0 | 0 | 16 | 2 | 0 | 16 | 0 | 0 | 0 | 0 | 0
6 | 12 | 3 | 0 | 0 | 16 | 2 | 0 | 16 | 0 | 0 | 0 | 0 | 0
6 | 12 | 4 | 0 | 0 | 16 | 3 | 0 | 16 | 0 | 0 | 0 | 0 | 0
6 | 12 | 5 | 403 | 43 | 18 | 3 | 41.155 | 17.343 | 218456.875 | 178011.984 | 174451.7443 | 184.4802 | 180.7906
6 | 12 | 6 | 217 | 134 | 21 | 3 | 177.525 | 23.811 | 1023409.438 | 965882.188 | 946564.5442 | 1000.9784 | 980.9588
6 | 12 | 7 | 586 | 144 | 24 | 4 | 417.408 | 32.067 | 2410187 | 2315308.5 | 2269002.33 | 2399.4373 | 2351.4486
6 | 12 | 8 | 508 | 246 | 26 | 4 | 585.387 | 38.102 | 3398055.75 | 3270456.25 | 3205047.125 | 3389.2912 | 3321.5054
6 | 12 | 9 | 884 | 106 | 28 | 4 | 840.865 | 45.709 | 4768187.5 | 4586785 | 4495049.3 | 4753.45 | 4658.381
6 | 12 | 10 | 903 | 114 | 29 | 4 | 966.662 | 49.73 | 5409321.5 | 5199381.5 | 5095393.87 | 5388.3057 | 5280.5396
6 | 12 | 11 | 908 | 119 | 30 | 3 | 1028.275 | 54.262 | 5656326 | 5434820 | 5326123.6 | 5632.2991 | 5519.6531
6 | 12 | 12 | 895 | 127 | 30 | 3 | 1021.762 | 54.253 | 5620663.5 | 5400847 | 5292830.06 | 5597.0917 | 5485.1498
6 | 12 | 13 | 860 | 137 | 29 | 3 | 944.816 | 51.602 | 5248944 | 5046343.5 | 4945416.63 | 5229.7069 | 5125.1128
6 | 12 | 14 | 17 | 268 | 28 | 3 | 271.013 | 35.325 | 1600673.875 | 1528816.75 | 1498240.415 | 1584.3677 | 1552.6803
6 | 12 | 15 | 390 | 283 | 27 | 3 | 534.68 | 38.784 | 3098249.25 | 2981117.75 | 2921495.395 | 3089.4394 | 3027.6506
6 | 12 | 16 | 672 | 114 | 26 | 2 | 419.818 | 37.145 | 2362866.5 | 2269427.75 | 2224039.195 | 2351.8895 | 2304.8517
6 | 12 | 17 | 395 | 111 | 25 | 2 | 194.826 | 29.935 | 1046879.875 | 988803.875 | 969027.7975 | 1024.733 | 1004.2383
6 | 12 | 18 | 188 | 53 | 24 | 2 | 44.032 | 24.14 | 270670.781 | 229220.281 | 224635.8754 | 237.5492 | 232.7982
6 | 12 | 19 | 0 | 0 | 22 | 2 | 0 | 22 | 0 | 0 | 0 | 0 | 0
6 | 12 | 20 | 0 | 0 | 21 | 2 | 0 | 21 | 0 | 0 | 0 | 0 | 0
6 | 12 | 21 | 0 | 0 | 19 | 2 | 0 | 19 | 0 | 0 | 0 | 0 | 0
6 | 12 | 22 | 0 | 0 | 18 | 2 | 0 | 18 | 0 | 0 | 0 | 0 | 0
6 | 12 | 23 | 0 | 0 | 18 | 3 | 0 | 18 | 0 | 0 | 0 | 0 | 0
6 | 13 | 0 | 0 | 0 | 17 | 3 | 0 | 17 | 0 | 0 | 0 | 0 | 0
6 | 13 | 1 | 0 | 0 | 16 | 3 | 0 | 16 | 0 | 0 | 0 | 0 | 0
6 | 13 | 2 | 0 | 0 | 15 | 3 | 0 | 15 | 0 | 0 | 0 | 0 | 0
6 | 13 | 3 | 0 | 0 | 15 | 3 | 0 | 15 | 0 | 0 | 0 | 0 | 0
6 | 13 | 4 | 0 | 0 | 15 | 3 | 0 | 15 | 0 | 0 | 0 | 0 | 0
6 | 13 | 5 | 305 | 52 | 16 | 3 | 46.415 | 15.428 | 263839.344 | 222521.203 | 218070.7789 | 230.6067 | 225.9946
6 | 13 | 6 | 0 | 76 | 18 | 3 | 72.019 | 18.219 | 451857.875 | 406807.563 | 398671.4117 | 421.5893 | 413.1575
6 | 13 | 7 | 415 | 194 | 20 | 2 | 382.996 | 28.742 | 2255655.5 | 2165435.5 | 2122126.79 | 2244.1186 | 2199.2362
6 | 13 | 8 | 363 | 297 | 22 | 2 | 534.666 | 35.658 | 3136420.75 | 3017982.75 | 2957623.095 | 3127.6439 | 3065.091
6 | 13 | 9 | 162 | 415 | 24 | 2 | 545.429 | 38.366 | 3184176.25 | 3064092.5 | 3002810.65 | 3175.4291 | 3111.9205
6 | 13 | 10 | 449 | 432 | 25 | 2 | 865.225 | 47.338 | 4886963.5 | 4700436 | 4606427.28 | 4871.2306 | 4773.806
6 | 13 | 11 | 52 | 451 | 26 | 2 | 499.922 | 40.173 | 2901139 | 2790634.75 | 2734822.055 | 2892.035 | 2834.1943
6 | 13 | 12 | 23 | 295 | 27 | 3 | 313.736 | 34.24 | 1860598.5 | 1781721.75 | 1746087.315 | 1846.4622 | 1809.533
6 | 13 | 13 | 302 | 454 | 27 | 3 | 743.787 | 43.622 | 4260462 | 4100138.25 | 4018135.485 | 4249.1205 | 4164.1381
6 | 13 | 14 | 0 | 70 | 26 | 4 | 66.666 | 27.695 | 404723.188 | 360625.813 | 353413.2967 | 373.7295 | 366.2549
6 | 13 | 15 | 414 | 274 | 25 | 3 | 545.16 | 36.543 | 3184232.25 | 3064146.5 | 3002863.57 | 3175.485 | 3111.9753
6 | 13 | 16 | 687 | 112 | 24 | 3 | 425.29 | 33.925 | 2421285.75 | 2326068 | 2279546.64 | 2410.5878 | 2362.376
6 | 13 | 17 | 564 | 84 | 23 | 2 | 211.029 | 28.358 | 1096820.25 | 1037567.125 | 1016815.7825 | 1075.2681 | 1053.7627
6 | 13 | 18 | 275 | 51 | 20 | 1 | 41.19 | 20.191 | 256686.031 | 215506.25 | 211196.125 | 223.3369 | 218.8701
6 | 13 | 19 | 0 | 0 | 18 | 0 | 0 | 18 | 0 | 0 | 0 | 0 | 0
6 | 13 | 20 | 0 | 0 | 17 | 0 | 0 | 17 | 0 | 0 | 0 | 0 | 0
6 | 13 | 21 | 0 | 0 | 16 | 1 | 0 | 16 | 0 | 0 | 0 | 0 | 0
6 | 13 | 22 | 0 | 0 | 15 | 1 | 0 | 15 | 0 | 0 | 0 | 0 | 0
6 | 13 | 23 | 0 | 0 | 13 | 1 | 0 | 13 | 0 | 0 | 0 | 0 | 0
6 | 14 | 0 | 0 | 0 | 12 | 1 | 0 | 12 | 0 | 0 | 0 | 0 | 0
6 | 14 | 1 | 0 | 0 | 12 | 0 | 0 | 12 | 0 | 0 | 0 | 0 | 0
6 | 14 | 2 | 0 | 0 | 11 | 0 | 0 | 11 | 0 | 0 | 0 | 0 | 0
6 | 14 | 3 | 0 | 0 | 11 | 0 | 0 | 11 | 0 | 0 | 0 | 0 | 0
6 | 14 | 4 | 0 | 0 | 12 | 1 | 0 | 12 | 0 | 0 | 0 | 0 | 0
6 | 14 | 5 | 434 | 43 | 14 | 2 | 41.241 | 13.128 | 221153.625 | 180657.141 | 177043.9982 | 187.2215 | 183.4771
6 | 14 | 6 | 691 | 68 | 17 | 3 | 235.309 | 21.146 | 1238905.75 | 1176232.25 | 1152707.605 | 1218.9717 | 1194.5923
6 | 14 | 7 | 818 | 82 | 20 | 3 | 465.127 | 30.105 | 2679960.5 | 2576651.5 | 2525118.47 | 2670.2765 | 2616.8709
6 | 14 | 8 | 889 | 92 | 23 | 4 | 686.169 | 37.334 | 3979450.5 | 3830215.5 | 3753611.19 | 3969.3898 | 3890.002
6 | 14 | 9 | 931 | 98 | 24 | 4 | 870.604 | 42.586 | 4994667 | 4803428.5 | 4707359.93 | 4977.9654 | 4878.4061
6 | 14 | 10 | 955 | 102 | 26 | 4 | 1002.594 | 47.592 | 5656268 | 5434765 | 5326069.7 | 5632.2421 | 5519.5973
6 | 14 | 11 | 968 | 102 | 27 | 4 | 1070.492 | 50.183 | 5982210 | 5744958 | 5630058.84 | 5953.7062 | 5834.6321
6 | 14 | 12 | 968 | 102 | 28 | 4 | 1069.206 | 51.249 | 5950538.5 | 5714841 | 5600544.18 | 5922.4949 | 5804.045
6 | 14 | 13 | 955 | 99 | 29 | 3 | 995.801 | 52.815 | 5506206 | 5291767.5 | 5185932.15 | 5484.0487 | 5374.3677
6 | 14 | 14 | 929 | 96 | 29 | 3 | 861.107 | 49.714 | 4807947.5 | 4624837.5 | 4532340.75 | 4792.8851 | 4697.0274
6 | 14 | 15 | 897 | 84 | 29 | 2 | 676.083 | 47.475 | 3772216.75 | 3630895.75 | 3558277.835 | 3762.8276 | 3687.5711
6 | 14 | 16 | 837 | 71 | 28 | 1 | 455.652 | 43.09 | 2493962.25 | 2396506.25 | 2348576.125 | 2483.5855 | 2433.9138
6 | 14 | 17 | 723 | 57 | 26 | 0 | 225.032 | 36.756 | 1097331.125 | 1038065.875 | 1017304.5575 | 1075.7849 | 1054.2692
6 | 14 | 18 | 481 | 36 | 23 | 0 | 30.563 | 24.277 | 187786.063 | 147925.266 | 144966.7607 | 153.3003 | 150.2343
6 | 14 | 19 | 0 | 0 | 20 | 0 | 0 | 20 | 0 | 0 | 0 | 0 | 0
6 | 14 | 20 | 0 | 0 | 18 | 1 | 0 | 18 | 0 | 0 | 0 | 0 | 0
6 | 14 | 21 | 0 | 0 | 17 | 0 | 0 | 17 | 0 | 0 | 0 | 0 | 0
6 | 14 | 22 | 0 | 0 | 16 | 0 | 0 | 16 | 0 | 0 | 0 | 0 | 0
6 | 14 | 23 | 0 | 0 | 15 | 0 | 0 | 15 | 0 | 0 | 0 | 0 | 0
6 | 15 | 0 | 0 | 0 | 14 | 1 | 0 | 14 | 0 | 0 | 0 | 0 | 0
6 | 15 | 1 | 0 | 0 | 14 | 1 | 0 | 14 | 0 | 0 | 0 | 0 | 0
6 | 15 | 2 | 0 | 0 | 13 | 1 | 0 | 13 | 0 | 0 | 0 | 0 | 0
6 | 15 | 3 | 0 | 0 | 13 | 1 | 0 | 13 | 0 | 0 | 0 | 0 | 0
6 | 15 | 4 | 0 | 0 | 14 | 1 | 0 | 14 | 0 | 0 | 0 | 0 | 0
6 | 15 | 5 | 518 | 37 | 17 | 2 | 39.233 | 16.145 | 199632.656 | 159546.828 | 156355.8914 | 165.3441 | 162.0372
6 | 15 | 6 | 752 | 59 | 21 | 2 | 241.092 | 25.868 | 1234377.375 | 1171814.5 | 1148378.21 | 1214.3934 | 1190.1056
6 | 15 | 7 | 863 | 73 | 25 | 2 | 477.178 | 36.722 | 2680809.25 | 2577472.75 | 2525923.295 | 2671.1276 | 2617.705
6 | 15 | 8 | 925 | 84 | 27 | 2 | 701.427 | 45.052 | 3952123.25 | 3803944.75 | 3727865.855 | 3942.1645 | 3863.3212
6 | 15 | 9 | 960 | 91 | 29 | 3 | 886.896 | 49.633 | 4954181.5 | 4764721 | 4669426.58 | 4937.8514 | 4839.0944
6 | 15 | 10 | 977 | 97 | 30 | 3 | 1017.773 | 53.864 | 5604993 | 5385917 | 5278198.66 | 5581.6192 | 5469.9868
6 | 15 | 11 | 988 | 98 | 31 | 3 | 1086.158 | 56.581 | 5920689 | 5686452 | 5572722.96 | 5893.0744 | 5775.2129
6 | 15 | 12 | 983 | 100 | 32 | 4 | 1082.118 | 55.415 | 5925694 | 5691212.5 | 5577388.25 | 5898.0078 | 5780.0477
6 | 15 | 13 | 969 | 99 | 33 | 3 | 1009.119 | 56.99 | 5489521.5 | 5275861 | 5170343.78 | 5467.5642 | 5358.2129
6 | 15 | 14 | 952 | 91 | 33 | 3 | 875.295 | 53.946 | 4807876 | 4624769 | 4532273.62 | 4792.8142 | 4696.9579
6 | 15 | 15 | 912 | 84 | 32 | 3 | 686.535 | 48.537 | 3815210.25 | 3672265.75 | 3598820.435 | 3805.7008 | 3729.5868
6 | 15 | 16 | 849 | 73 | 31 | 2 | 463.832 | 43.686 | 2533986.25 | 2435286 | 2386580.28 | 2523.7743 | 2473.2988
6 | 15 | 17 | 738 | 58 | 29 | 1 | 230.255 | 36.533 | 1124708 | 1064791.75 | 1043495.915 | 1103.4819 | 1081.4123
6 | 15 | 18 | 508 | 36 | 24 | 1 | 33.648 | 24.167 | 206816.641 | 166594 | 163262.12 | 172.6473 | 169.1944
6 | 15 | 19 | 0 | 0 | 21 | 1 | 0 | 21 | 0 | 0 | 0 | 0 | 0
6 | 15 | 20 | 0 | 0 | 20 | 2 | 0 | 20 | 0 | 0 | 0 | 0 | 0
6 | 15 | 21 | 0 | 0 | 18 | 2 | 0 | 18 | 0 | 0 | 0 | 0 | 0
6 | 15 | 22 | 0 | 0 | 17 | 2 | 0 | 17 | 0 | 0 | 0 | 0 | 0
6 | 15 | 23 | 0 | 0 | 16 | 2 | 0 | 16 | 0 | 0 | 0 | 0 | 0
6 | 16 | 0 | 0 | 0 | 15 | 2 | 0 | 15 | 0 | 0 | 0 | 0 | 0
6 | 16 | 1 | 0 | 0 | 14 | 1 | 0 | 14 | 0 | 0 | 0 | 0 | 0
6 | 16 | 2 | 0 | 0 | 14 | 1 | 0 | 14 | 0 | 0 | 0 | 0 | 0
6 | 16 | 3 | 0 | 0 | 13 | 1 | 0 | 13 | 0 | 0 | 0 | 0 | 0
6 | 16 | 4 | 0 | 0 | 14 | 2 | 0 | 14 | 0 | 0 | 0 | 0 | 0
6 | 16 | 5 | 483 | 41 | 18 | 2 | 39.638 | 17.182 | 206229.781 | 166018.313 | 162697.9467 | 172.0507 | 168.6097
6 | 16 | 6 | 713 | 69 | 22 | 3 | 240.691 | 26.332 | 1241952.625 | 1179204.625 | 1155620.5325 | 1222.0521 | 1197.611
6 | 16 | 7 | 823 | 89 | 25 | 3 | 473.256 | 35.301 | 2676949 | 2573736 | 2522261.28 | 2667.255 | 2613.9099
6 | 16 | 8 | 888 | 103 | 28 | 3 | 695.35 | 43.885 | 3936345.75 | 3788775.25 | 3712999.745 | 3926.4438 | 3847.9149
6 | 16 | 9 | 929 | 113 | 30 | 4 | 883.086 | 48.744 | 4950005 | 4760727.5 | 4665512.95 | 4933.7128 | 4835.0386
6 | 16 | 10 | 956 | 118 | 31 | 4 | 1018.969 | 52.814 | 5634546.5 | 5414073.5 | 5305792.03 | 5610.7987 | 5498.5828
6 | 16 | 11 | 948 | 133 | 32 | 4 | 1081.32 | 55.28 | 5924493 | 5690070.5 | 5576269.09 | 5896.8244 | 5778.8879
6 | 16 | 12 | 968 | 120 | 33 | 4 | 1087.406 | 56.483 | 5929746.5 | 5695067 | 5581165.66 | 5902.0024 | 5783.9624
6 | 16 | 13 | 977 | 105 | 33 | 4 | 1022.939 | 55.209 | 5603793 | 5384773.5 | 5277078.03 | 5580.4341 | 5468.8254
6 | 16 | 14 | 949 | 102 | 33 | 3 | 884.452 | 54.174 | 4854099.5 | 4668997.5 | 4575617.55 | 4838.6497 | 4741.8767
6 | 16 | 15 | 927 | 85 | 32 | 3 | 698.015 | 48.812 | 3875164.75 | 3729940.5 | 3655341.69 | 3865.4713 | 3788.1618
6 | 16 | 16 | 875 | 70 | 31 | 2 | 473.496 | 43.961 | 2583377.5 | 2483130.25 | 2433467.645 | 2573.357 | 2521.8899
6 | 16 | 17 | 770 | 55 | 28 | 1 | 235.672 | 35.732 | 1150417.25 | 1089886.25 | 1068088.525 | 1129.4883 | 1106.8985
6 | 16 | 18 | 540 | 35 | 24 | 1 | 33.494 | 24.189 | 177506.813 | 137840.672 | 135083.8586 | 142.8492 | 139.9923
6 | 16 | 19 | 0 | 0 | 21 | 1 | 0 | 21 | 0 | 0 | 0 | 0 | 0
6 | 16 | 20 | 0 | 0 | 20 | 1 | 0 | 20 | 0 | 0 | 0 | 0 | 0
6 | 16 | 21 | 0 | 0 | 19 | 1 | 0 | 19 | 0 | 0 | 0 | 0 | 0
6 | 16 | 22 | 0 | 0 | 18 | 1 | 0 | 18 | 0 | 0 | 0 | 0 | 0
6 | 16 | 23 | 0 | 0 | 17 | 1 | 0 | 17 | 0 | 0 | 0 | 0 | 0
6 | 17 | 0 | 0 | 0 | 16 | 2 | 0 | 16 | 0 | 0 | 0 | 0 | 0
6 | 17 | 1 | 0 | 0 | 16 | 3 | 0 | 16 | 0 | 0 | 0 | 0 | 0
6 | 17 | 2 | 0 | 0 | 16 | 3 | 0 | 16 | 0 | 0 | 0 | 0 | 0
6 | 17 | 3 | 0 | 0 | 15 | 4 | 0 | 15 | 0 | 0 | 0 | 0 | 0
6 | 17 | 4 | 0 | 0 | 16 | 4 | 0 | 16 | 0 | 0 | 0 | 0 | 0
6 | 17 | 5 | 417 | 43 | 18 | 5 | 40.075 | 17.479 | 216080.797 | 175681.328 | 172167.7014 | 182.0649 | 178.4236
6 | 17 | 6 | 633 | 79 | 22 | 5 | 228.433 | 25.308 | 1196557.25 | 1134914.125 | 1112215.8425 | 1176.1523 | 1152.6292
6 | 17 | 7 | 738 | 107 | 25 | 5 | 449.92 | 32.974 | 2572597 | 2472688.5 | 2423234.73 | 2562.5359 | 2511.2852
6 | 17 | 8 | 797 | 132 | 28 | 5 | 664.767 | 40.513 | 3813192.25 | 3670324.25 | 3596917.765 | 3803.6888 | 3727.615
6 | 17 | 9 | 833 | 150 | 29 | 5 | 844.162 | 45.291 | 4794876 | 4612328 | 4520081.44 | 4779.9211 | 4684.3227
6 | 17 | 10 | 853 | 162 | 30 | 4 | 971.905 | 50.819 | 5416025.5 | 5205776 | 5101660.48 | 5394.9326 | 5287.0339
6 | 17 | 11 | 904 | 141 | 31 | 4 | 1045.305 | 53.503 | 5767016 | 5540224 | 5429419.52 | 5741.533 | 5626.7024
6 | 17 | 12 | 899 | 144 | 32 | 3 | 1042.663 | 56.668 | 5681650 | 5458940.5 | 5349761.69 | 5657.296 | 5544.1501
6 | 17 | 13 | 879 | 144 | 32 | 3 | 970.537 | 55.109 | 5318959 | 5113171 | 5010907.58 | 5298.9627 | 5192.9834
6 | 17 | 14 | 852 | 136 | 32 | 2 | 842.863 | 54.717 | 4616821.5 | 4441843.5 | 4353006.63 | 4603.2419 | 4511.1771
6 | 17 | 15 | 799 | 127 | 31 | 2 | 657.667 | 48.925 | 3653461.25 | 3516574.25 | 3446242.765 | 3644.3522 | 3571.4651
6 | 17 | 16 | 718 | 111 | 30 | 2 | 440.892 | 42.03 | 2437298.25 | 2341589.75 | 2294757.955 | 2426.6735 | 2378.1401
6 | 17 | 17 | 587 | 86 | 28 | 1 | 220.613 | 35.129 | 1121352 | 1061515.875 | 1040285.5575 | 1100.087 | 1078.0853
6 | 17 | 18 | 344 | 48 | 24 | 1 | 41.747 | 24.38 | 236605.734 | 195812.906 | 191896.6479 | 202.9279 | 198.8694
6 | 17 | 19 | 0 | 0 | 21 | 1 | 0 | 21 | 0 | 0 | 0 | 0 | 0
6 | 17 | 20 | 0 | 0 | 19 | 1 | 0 | 19 | 0 | 0 | 0 | 0 | 0
6 | 17 | 21 | 0 | 0 | 18 | 1 | 0 | 18 | 0 | 0 | 0 | 0 | 0
6 | 17 | 22 | 0 | 0 | 18 | 1 | 0 | 18 | 0 | 0 | 0 | 0 | 0
6 | 17 | 23 | 0 | 0 | 17 | 0 | 0 | 17 | 0 | 0 | 0 | 0 | 0
6 | 18 | 0 | 0 | 0 | 16 | 0 | 0 | 16 | 0 | 0 | 0 | 0 | 0
6 | 18 | 1 | 0 | 0 | 14 | 0 | 0 | 14 | 0 | 0 | 0 | 0 | 0
6 | 18 | 2 | 0 | 0 | 14 | 0 | 0 | 14 | 0 | 0 | 0 | 0 | 0
6 | 18 | 3 | 0 | 0 | 13 | 1 | 0 | 13 | 0 | 0 | 0 | 0 | 0
6 | 18 | 4 | 0 | 0 | 14 | 1 | 0 | 14 | 0 | 0 | 0 | 0 | 0
6 | 18 | 5 | 389 | 45 | 17 | 1 | 41.201 | 15.959 | 228152.141 | 187521.594 | 183771.1621 | 194.3354 | 190.4487
6 | 18 | 6 | 637 | 76 | 20 | 0 | 226.07 | 27.193 | 1172700.25 | 1111633.5 | 1089400.83 | 1152.0257 | 1128.9852
6 | 18 | 7 | 769 | 93 | 23 | 0 | 450.975 | 39.949 | 2509356.25 | 2411422.75 | 2363194.295 | 2499.044 | 2449.0631
6 | 18 | 8 | 849 | 104 | 26 | 1 | 669.414 | 46.32 | 3754884.5 | 3614215.25 | 3541930.945 | 3745.541 | 3670.6302
6 | 18 | 9 | 899 | 109 | 28 | 1 | 853.455 | 54.149 | 4685059 | 4507200 | 4417056 | 4670.9732 | 4577.5537
6 | 18 | 10 | 930 | 112 | 30 | 2 | 987.947 | 55.935 | 5396861 | 5187496 | 5083746.08 | 5375.9884 | 5268.4686
6 | 18 | 11 | 949 | 109 | 31 | 2 | 1058.053 | 58.892 | 5715034 | 5490732.5 | 5380917.85 | 5690.2432 | 5576.4384
6 | 18 | 12 | 950 | 108 | 32 | 2 | 1057.589 | 60.012 | 5687108.5 | 5464139 | 5354856.22 | 5662.6834 | 5549.4298
6 | 18 | 13 | 937 | 106 | 32 | 3 | 987.133 | 55.498 | 5401562.5 | 5191981 | 5088141.38 | 5380.6363 | 5273.0236
6 | 18 | 14 | 903 | 106 | 32 | 3 | 851.707 | 52.41 | 4706802.5 | 4528019.5 | 4437459.11 | 4692.5492 | 4598.6982
6 | 18 | 15 | 857 | 99 | 31 | 4 | 667.227 | 45.603 | 3751460.25 | 3610919.5 | 3538701.11 | 3742.1255 | 3667.283
6 | 18 | 16 | 780 | 89 | 30 | 4 | 449.422 | 39.735 | 2499071.75 | 2401457.5 | 2353428.35 | 2488.7166 | 2438.9423
6 | 18 | 17 | 648 | 72 | 28 | 3 | 222.524 | 33.007 | 1122596.125 | 1062730.375 | 1041475.7675 | 1101.3456 | 1079.3187
6 | 18 | 18 | 393 | 44 | 25 | 2 | 38.812 | 25.12 | 213306.797 | 172960.328 | 169501.1214 | 179.245 | 175.6601
6 | 18 | 19 | 0 | 0 | 22 | 2 | 0 | 22 | 0 | 0 | 0 | 0 | 0
6 | 18 | 20 | 0 | 0 | 21 | 3 | 0 | 21 | 0 | 0 | 0 | 0 | 0
6 | 18 | 21 | 0 | 0 | 20 | 2 | 0 | 20 | 0 | 0 | 0 | 0 | 0
6 | 18 | 22 | 0 | 0 | 19 | 2 | 0 | 19 | 0 | 0 | 0 | 0 | 0
6 | 18 | 23 | 0 | 0 | 18 | 2 | 0 | 18 | 0 | 0 | 0 | 0 | 0
6 | 19 | 0 | 0 | 0 | 17 | 1 | 0 | 17 | 0 | 0 | 0 | 0 | 0
6 | 19 | 1 | 0 | 0 | 16 | 1 | 0 | 16 | 0 | 0 | 0 | 0 | 0
6 | 19 | 2 | 0 | 0 | 16 | 0 | 0 | 16 | 0 | 0 | 0 | 0 | 0
6 | 19 | 3 | 0 | 0 | 15 | 0 | 0 | 15 | 0 | 0 | 0 | 0 | 0
6 | 19 | 4 | 0 | 0 | 16 | 0 | 0 | 16 | 0 | 0 | 0 | 0 | 0
6 | 19 | 5 | 468 | 39 | 18 | 0 | 36.492 | 15.82 | 193712.781 | 153739.484 | 150664.6943 | 159.3257 | 156.1392
6 | 19 | 6 | 715 | 62 | 22 | 0 | 232.76 | 29.443 | 1178831.625 | 1117617 | 1095264.66 | 1158.2266 | 1135.0621
6 | 19 | 7 | 838 | 75 | 27 | 0 | 465.093 | 44.384 | 2538816.75 | 2439965.75 | 2391166.435 | 2528.6241 | 2478.0516
6 | 19 | 8 | 907 | 84 | 30 | 0 | 687.162 | 55.738 | 3715281.75 | 3576095.75 | 3504573.835 | 3706.0364 | 3631.9157
6 | 19 | 9 | 947 | 90 | 33 | 1 | 873.219 | 59.488 | 4693392 | 4515179 | 4424875.42 | 4679.2421 | 4585.6573
6 | 19 | 10 | 970 | 94 | 34 | 2 | 1006.818 | 60.256 | 5406588.5 | 5196774.5 | 5092839.01 | 5385.604 | 5277.8919
6 | 19 | 11 | 977 | 97 | 35 | 2 | 1073.624 | 63.105 | 5702115.5 | 5478430.5 | 5368861.89 | 5677.4942 | 5563.9443
6 | 19 | 12 | 974 | 97 | 36 | 2 | 1070.388 | 64.15 | 5660925 | 5439201 | 5330416.98 | 5636.8393 | 5524.1025
6 | 19 | 13 | 961 | 96 | 36 | 2 | 999.701 | 62.509 | 5320060 | 5114222 | 5011937.56 | 5300.0519 | 5194.0508
6 | 19 | 14 | 930 | 94 | 36 | 3 | 862.184 | 56.572 | 4687787.5 | 4509812 | 4419615.76 | 4673.6801 | 4580.2065
6 | 19 | 15 | 884 | 88 | 35 | 3 | 674.59 | 51.209 | 3711974.25 | 3572911.75 | 3501453.515 | 3702.7367 | 3628.682
6 | 19 | 16 | 810 | 79 | 34 | 3 | 453.956 | 44.892 | 2473484 | 2376661.5 | 2329128.27 | 2463.0196 | 2413.7592
6 | 19 | 17 | 680 | 65 | 31 | 2 | 225.794 | 36.939 | 1116393.875 | 1056675.75 | 1035542.235 | 1095.071 | 1073.1696
6 | 19 | 18 | 426 | 41 | 28 | 2 | 36.8 | 28.17 | 194882.047 | 154886.531 | 151788.8004 | 160.5145 | 157.3042
6 | 19 | 19 | 0 | 0 | 25 | 2 | 0 | 25 | 0 | 0 | 0 | 0 | 0
6 | 19 | 20 | 0 | 0 | 23 | 2 | 0 | 23 | 0 | 0 | 0 | 0 | 0
6 | 19 | 21 | 0 | 0 | 22 | 2 | 0 | 22 | 0 | 0 | 0 | 0 | 0
6 | 19 | 22 | 0 | 0 | 21 | 1 | 0 | 21 | 0 | 0 | 0 | 0 | 0
6 | 19 | 23 | 0 | 0 | 20 | 0 | 0 | 20 | 0 | 0 | 0 | 0 | 0
6 | 20 | 0 | 0 | 0 | 19 | 0 | 0 | 19 | 0 | 0 | 0 | 0 | 0
6 | 20 | 1 | 0 | 0 | 19 | 0 | 0 | 19 | 0 | 0 | 0 | 0 | 0
6 | 20 | 2 | 0 | 0 | 19 | 0 | 0 | 19 | 0 | 0 | 0 | 0 | 0
6 | 20 | 3 | 0 | 0 | 18 | 0 | 0 | 18 | 0 | 0 | 0 | 0 | 0
6 | 20 | 4 | 0 | 0 | 19 | 1 | 0 | 19 | 0 | 0 | 0 | 0 | 0
6 | 20 | 5 | 343 | 46 | 21 | 2 | 40.872 | 20.302 | 229208.313 | 188557.5 | 184786.35 | 195.4089 | 191.5007
6 | 20 | 6 | 593 | 79 | 24 | 2 | 217.229 | 28.285 | 1127917.875 | 1067925.125 | 1046566.6225 | 1106.7291 | 1084.5946
6 | 20 | 7 | 728 | 98 | 27 | 2 | 435.777 | 37.585 | 2447445 | 2351424.75 | 2304396.255 | 2436.8659 | 2388.1286
6 | 20 | 8 | 807 | 111 | 29 | 2 | 648.796 | 45.591 | 3649725.5 | 3512976.75 | 3442717.215 | 3640.6239 | 3567.8115
6 | 20 | 9 | 854 | 119 | 31 | 3 | 825.572 | 50.124 | 4603196 | 4428790.5 | 4340214.69 | 4589.7146 | 4497.9203
6 | 20 | 10 | 883 | 125 | 32 | 3 | 956.398 | 54.34 | 5257238.5 | 5054261.5 | 4953176.27 | 5237.9127 | 5133.1544
6 | 20 | 11 | 916 | 115 | 33 | 4 | 1031.045 | 55.138 | 5652166 | 5430857.5 | 5322240.35 | 5628.1926 | 5515.6288
6 | 20 | 12 | 917 | 116 | 33 | 4 | 1033.002 | 55.31 | 5659088.5 | 5437451.5 | 5328702.47 | 5635.0262 | 5522.3257
6 | 20 | 13 | 908 | 113 | 33 | 4 | 967.648 | 54.005 | 5325979.5 | 5119870.5 | 5017473.09 | 5305.9056 | 5199.7875
6 | 20 | 14 | 871 | 115 | 33 | 4 | 835.363 | 51.223 | 4638021 | 4462150.5 | 4372907.49 | 4624.2868 | 4531.801
6 | 20 | 15 | 838 | 102 | 32 | 4 | 658.826 | 46.393 | 3693951.25 | 3555560.75 | 3484449.535 | 3684.7553 | 3611.0602
6 | 20 | 16 | 775 | 87 | 31 | 4 | 446.383 | 40.659 | 2474429.25 | 2377577.5 | 2330025.95 | 2463.9689 | 2414.6895
6 | 20 | 17 | 646 | 70 | 28 | 3 | 221.296 | 32.971 | 1116759.875 | 1057033 | 1035892.34 | 1095.4412 | 1073.5324
6 | 20 | 18 | 372 | 45 | 25 | 2 | 40.187 | 25.154 | 219715.797 | 179246.828 | 175661.8914 | 185.7599 | 182.0447
6 | 20 | 19 | 0 | 0 | 23 | 2 | 0 | 23 | 0 | 0 | 0 | 0 | 0
6 | 20 | 20 | 0 | 0 | 21 | 2 | 0 | 21 | 0 | 0 | 0 | 0 | 0
6 | 20 | 21 | 0 | 0 | 21 | 2 | 0 | 21 | 0 | 0 | 0 | 0 | 0
6 | 20 | 22 | 0 | 0 | 20 | 2 | 0 | 20 | 0 | 0 | 0 | 0 | 0
6 | 20 | 23 | 0 | 0 | 20 | 2 | 0 | 20 | 0 | 0 | 0 | 0 | 0
6 | 21 | 0 | 0 | 0 | 20 | 2 | 0 | 20 | 0 | 0 | 0 | 0 | 0
6 | 21 | 1 | 0 | 0 | 19 | 2 | 0 | 19 | 0 | 0 | 0 | 0 | 0
6 | 21 | 2 | 0 | 0 | 19 | 1 | 0 | 19 | 0 | 0 | 0 | 0 | 0
6 | 21 | 3 | 0 | 0 | 19 | 1 | 0 | 19 | 0 | 0 | 0 | 0 | 0
6 | 21 | 4 | 0 | 0 | 19 | 1 | 0 | 19 | 0 | 0 | 0 | 0 | 0
6 | 21 | 5 | 401 | 42 | 21 | 2 | 37.556 | 20.211 | 206049.328 | 165841.313 | 162524.4867 | 171.8673 | 168.43
6 | 21 | 6 | 643 | 69 | 24 | 2 | 219.303 | 28.329 | 1124097.5 | 1064195.875 | 1042911.9575 | 1102.8644 | 1080.8071
6 | 21 | 7 | 767 | 86 | 28 | 2 | 441.344 | 38.736 | 2463597.25 | 2367079.75 | 2319738.155 | 2453.0897 | 2404.0279
6 | 21 | 8 | 839 | 97 | 31 | 2 | 654.188 | 47.71 | 3649221.5 | 3512491.5 | 3442241.67 | 3640.1211 | 3567.3186
6 | 21 | 9 | 884 | 105 | 33 | 2 | 835.754 | 54.667 | 4578406 | 4405040 | 4316939.2 | 4565.1011 | 4473.7991
6 | 21 | 10 | 911 | 110 | 34 | 2 | 967.268 | 59.232 | 5215464.5 | 5014379.5 | 4914091.91 | 5196.5815 | 5092.6499
6 | 21 | 11 | 916 | 118 | 35 | 2 | 1033.959 | 62.086 | 5514052.5 | 5299247.5 | 5193262.55 | 5491.8004 | 5381.9644
6 | 21 | 12 | 470 | 462 | 36 | 2 | 945.482 | 61.155 | 5061184 | 4867006 | 4769665.88 | 5043.8531 | 4942.976
6 | 21 | 13 | 489 | 414 | 37 | 2 | 883.811 | 60.45 | 4743293 | 4562955 | 4471695.9 | 4728.7541 | 4634.179
6 | 21 | 14 | 281 | 399 | 37 | 2 | 631.492 | 54.293 | 3469679.75 | 3339510 | 3272719.8 | 3460.8541 | 3391.637
6 | 21 | 15 | 25 | 258 | 36 | 3 | 262.827 | 42.497 | 1510891 | 1441376.625 | 1412549.0925 | 1493.7503 | 1463.8753
6 | 21 | 16 | 0 | 87 | 35 | 3 | 82.719 | 36.471 | 486607.156 | 440846.875 | 432029.9375 | 456.8654 | 447.7281
6 | 21 | 17 | 0 | 96 | 32 | 2 | 90.41 | 33.275 | 538043.813 | 491221.063 | 481396.6417 | 509.07 | 498.8886
6 | 21 | 18 | 0 | 33 | 28 | 1 | 31.302 | 27.536 | 190134.609 | 150229.25 | 147224.665 | 155.688 | 152.5742
6 | 21 | 19 | 0 | 0 | 25 | 2 | 0 | 25 | 0 | 0 | 0 | 0 | 0
6 | 21 | 20 | 0 | 0 | 23 | 3 | 0 | 23 | 0 | 0 | 0 | 0 | 0
6 | 21 | 21 | 0 | 0 | 22 | 3 | 0 | 22 | 0 | 0 | 0 | 0 | 0
6 | 21 | 22 | 0 | 0 | 21 | 3 | 0 | 21 | 0 | 0 | 0 | 0 | 0
6 | 21 | 23 | 0 | 0 | 20 | 2 | 0 | 20 | 0 | 0 | 0 | 0 | 0
6 | 22 | 0 | 0 | 0 | 20 | 2 | 0 | 20 | 0 | 0 | 0 | 0 | 0
6 | 22 | 1 | 0 | 0 | 20 | 2 | 0 | 20 | 0 | 0 | 0 | 0 | 0
6 | 22 | 2 | 0 | 0 | 20 | 3 | 0 | 20 | 0 | 0 | 0 | 0 | 0
6 | 22 | 3 | 0 | 0 | 20 | 4 | 0 | 20 | 0 | 0 | 0 | 0 | 0
6 | 22 | 4 | 0 | 0 | 21 | 5 | 0 | 21 | 0 | 0 | 0 | 0 | 0
6 | 22 | 5 | 194 | 58 | 21 | 6 | 49.537 | 20.756 | 295476.688 | 253543.438 | 248472.5692 | 262.7562 | 257.501
6 | 22 | 6 | 394 | 123 | 22 | 5 | 208.062 | 24.925 | 1148573.625 | 1088086.875 | 1066325.1375 | 1127.6235 | 1105.071
6 | 22 | 7 | 513 | 174 | 22 | 4 | 406.167 | 29.878 | 2369686.25 | 2276040.75 | 2230519.935 | 2358.7427 | 2311.5679
6 | 22 | 8 | 595 | 211 | 22 | 2 | 605.011 | 37.524 | 3514757 | 3382956 | 3315296.88 | 3505.8788 | 3435.7612
6 | 22 | 9 | 666 | 226 | 21 | 1 | 782.653 | 45.328 | 4446072.5 | 4278199 | 4192635.02 | 4433.6512 | 4344.9782
6 | 22 | 10 | 723 | 226 | 21 | 1 | 916.978 | 49.719 | 5131698.5 | 4934379 | 4835691.42 | 5113.6741 | 5011.4006
6 | 22 | 11 | 858 | 150 | 22 | 1 | 1007.882 | 53.593 | 5558597 | 5341705.5 | 5234871.39 | 5535.8012 | 5425.0852
6 | 22 | 12 | 874 | 141 | 23 | 1 | 1015.295 | 55.043 | 5567914 | 5350584.5 | 5243572.81 | 5545.0028 | 5434.1028
6 | 22 | 13 | 407 | 431 | 25 | 1 | 819.745 | 51.699 | 4553425.5 | 4381103 | 4293480.94 | 4540.2943 | 4449.4884
6 | 22 | 14 | 34 | 337 | 26 | 1 | 357.159 | 38.877 | 2082121 | 1996983.875 | 1957044.1975 | 2069.5461 | 2028.1552
6 | 22 | 15 | 8 | 177 | 26 | 2 | 174.024 | 30.199 | 1046710 | 988638 | 968865.24 | 1024.5611 | 1004.0698
6 | 22 | 16 | 0 | 10 | 25 | 1 | 9.482 | 24.123 | 58287.797 | 20839.047 | 20422.2661 | 21.5963 | 21.1643
6 | 22 | 17 | 0 | 35 | 23 | 0 | 33.184 | 21.152 | 206114.75 | 165905.484 | 162587.3743 | 171.9338 | 168.4951
6 | 22 | 18 | 0 | 12 | 21 | 0 | 11.354 | 18.305 | 71216.188 | 33530.559 | 32859.9478 | 34.7489 | 34.0539
6 | 22 | 19 | 0 | 0 | 19 | 1 | 0 | 19 | 0 | 0 | 0 | 0 | 0
6 | 22 | 20 | 0 | 0 | 18 | 2 | 0 | 18 | 0 | 0 | 0 | 0 | 0
6 | 22 | 21 | 0 | 0 | 16 | 3 | 0 | 16 | 0 | 0 | 0 | 0 | 0
6 | 22 | 22 | 0 | 0 | 16 | 2 | 0 | 16 | 0 | 0 | 0 | 0 | 0
6 | 22 | 23 | 0 | 0 | 16 | 2 | 0 | 16 | 0 | 0 | 0 | 0 | 0
6 | 23 | 0 | 0 | 0 | 15 | 2 | 0 | 15 | 0 | 0 | 0 | 0 | 0
6 | 23 | 1 | 0 | 0 | 14 | 2 | 0 | 14 | 0 | 0 | 0 | 0 | 0
6 | 23 | 2 | 0 | 0 | 14 | 2 | 0 | 14 | 0 | 0 | 0 | 0 | 0
6 | 23 | 3 | 0 | 0 | 14 | 1 | 0 | 14 | 0 | 0 | 0 | 0 | 0
6 | 23 | 4 | 0 | 0 | 15 | 1 | 0 | 15 | 0 | 0 | 0 | 0 | 0
6 | 23 | 5 | 312 | 49 | 18 | 2 | 41.404 | 17.231 | 241601.359 | 200712.469 | 196698.2196 | 208.0055 | 203.8454
6 | 23 | 6 | 559 | 87 | 22 | 2 | 215.097 | 26.194 | 1133181.375 | 1073063 | 1051601.74 | 1112.0537 | 1089.8126
6 | 23 | 7 | 689 | 113 | 25 | 3 | 429.767 | 34.233 | 2446518.25 | 2350526.5 | 2303515.97 | 2435.935 | 2387.2163
6 | 23 | 8 | 756 | 135 | 28 | 3 | 637.548 | 42.484 | 3629848.25 | 3493834.25 | 3423957.565 | 3620.7859 | 3548.3702
6 | 23 | 9 | 418 | 346 | 29 | 3 | 695.113 | 45.239 | 3952499 | 3804306 | 3728219.88 | 3942.5389 | 3863.6881
6 | 23 | 10 | 809 | 171 | 29 | 3 | 938.183 | 50.746 | 5229525 | 5027804.5 | 4927248.41 | 5210.4943 | 5106.2844
6 | 23 | 11 | 805 | 186 | 30 | 3 | 998.705 | 53.561 | 5508687 | 5294132.5 | 5188249.85 | 5486.4996 | 5376.7696
6 | 23 | 12 | 110 | 498 | 31 | 3 | 605.242 | 46.02 | 3436412 | 3307439.5 | 3241290.71 | 3427.6183 | 3359.0659
6 | 23 | 13 | 22 | 331 | 30 | 3 | 339.973 | 38.12 | 1987845 | 1905403.5 | 1867295.43 | 1974.6381 | 1935.1453
6 | 23 | 14 | 300 | 394 | 29 | 2 | 642.544 | 45.16 | 3655999.25 | 3519018.5 | 3448638.13 | 3646.8852 | 3573.9475
6 | 23 | 15 | 1 | 125 | 28 | 1 | 119.711 | 32.967 | 713156.875 | 662613.75 | 649361.475 | 686.6904 | 672.9566
6 | 23 | 16 | 0 | 12 | 26 | 0 | 11.379 | 24.875 | 69767.047 | 32108.012 | 31465.8518 | 33.2747 | 32.6092
6 | 23 | 17 | 12 | 120 | 23 | 0 | 115.149 | 25.263 | 701232 | 650947.25 | 637928.305 | 674.6 | 661.108
6 | 23 | 18 | 0 | 44 | 20 | 1 | 40.989 | 19.674 | 255889.531 | 214725.141 | 210430.6382 | 222.5274 | 218.0768
6 | 23 | 19 | 0 | 0 | 18 | 2 | 0 | 18 | 0 | 0 | 0 | 0 | 0
6 | 23 | 20 | 0 | 0 | 18 | 1 | 0 | 18 | 0 | 0 | 0 | 0 | 0
6 | 23 | 21 | 0 | 0 | 17 | 1 | 0 | 17 | 0 | 0 | 0 | 0 | 0
6 | 23 | 22 | 0 | 0 | 17 | 1 | 0 | 17 | 0 | 0 | 0 | 0 | 0
6 | 23 | 23 | 0 | 0 | 17 | 1 | 0 | 17 | 0 | 0 | 0 | 0 | 0
6 | 24 | 0 | 0 | 0 | 16 | 1 | 0 | 16 | 0 | 0 | 0 | 0 | 0
6 | 24 | 1 | 0 | 0 | 16 | 0 | 0 | 16 | 0 | 0 | 0 | 0 | 0
6 | 24 | 2 | 0 | 0 | 16 | 0 | 0 | 16 | 0 | 0 | 0 | 0 | 0
6 | 24 | 3 | 0 | 0 | 16 | 0 | 0 | 16 | 0 | 0 | 0 | 0 | 0
6 | 24 | 4 | 0 | 0 | 16 | 0 | 0 | 16 | 0 | 0 | 0 | 0 | 0
6 | 24 | 5 | 363 | 45 | 18 | 1 | 38.848 | 16.916 | 224491.313 | 183930.938 | 180252.3192 | 190.6142 | 186.802
6 | 24 | 6 | 619 | 75 | 22 | 2 | 217.507 | 26.25 | 1128031 | 1068035.625 | 1046674.9125 | 1106.8437 | 1084.7068
6 | 24 | 7 | 749 | 94 | 26 | 2 | 439.127 | 36.67 | 2470748 | 2374010 | 2326529.8 | 2460.2718 | 2411.0664
6 | 24 | 8 | 465 | 255 | 29 | 2 | 561.436 | 43.423 | 3195368.5 | 3074897.25 | 3013399.305 | 3186.6264 | 3122.8939
6 | 24 | 9 | 372 | 362 | 31 | 2 | 668.726 | 48.407 | 3757475.25 | 3616708.5 | 3544374.33 | 3748.1249 | 3673.1624
6 | 24 | 10 | 891 | 123 | 32 | 2 | 960.834 | 56.719 | 5232530.5 | 5030673.5 | 4930060.03 | 5213.4676 | 5109.1982
6 | 24 | 11 | 908 | 122 | 33 | 2 | 1029.806 | 60.064 | 5536558 | 5320700 | 5214286 | 5514.0324 | 5403.7518
6 | 24 | 12 | 371 | 458 | 34 | 2 | 839.1 | 56.716 | 4571632 | 4398549 | 4310578.02 | 4558.3743 | 4467.2068
6 | 24 | 13 | 227 | 472 | 34 | 2 | 686.358 | 52.548 | 3800301.75 | 3657921.5 | 3584763.07 | 3790.8354 | 3715.0187
6 | 24 | 14 | 10 | 180 | 34 | 2 | 180.348 | 39.527 | 1048955.375 | 990830.813 | 971014.1967 | 1026.8335 | 1006.2969
6 | 24 | 15 | 31 | 272 | 33 | 1 | 283.097 | 40.933 | 1636719.25 | 1563909.625 | 1532631.4325 | 1620.7357 | 1588.321
6 | 24 | 16 | 42 | 210 | 31 | 1 | 219.03 | 37.415 | 1278002.75 | 1214369.625 | 1190082.2325 | 1258.4948 | 1233.3249
6 | 24 | 17 | 0 | 6 | 28 | 1 | 5.68 | 27.35 | 34522.637 | 0 | 0 | 0 | 0
6 | 24 | 18 | 0 | 2 | 25 | 1 | 1.89 | 23.018 | 11664.354 | 0 | 0 | 0 | 0
6 | 24 | 19 | 0 | 0 | 23 | 0 | 0 | 23 | 0 | 0 | 0 | 0 | 0
6 | 24 | 20 | 0 | 0 | 22 | 1 | 0 | 22 | 0 | 0 | 0 | 0 | 0
6 | 24 | 21 | 0 | 0 | 20 | 2 | 0 | 20 | 0 | 0 | 0 | 0 | 0
6 | 24 | 22 | 0 | 0 | 19 | 1 | 0 | 19 | 0 | 0 | 0 | 0 | 0
6 | 24 | 23 | 0 | 0 | 19 | 0 | 0 | 19 | 0 | 0 | 0 | 0 | 0
6 | 25 | 0 | 0 | 0 | 18 | 0 | 0 | 18 | 0 | 0 | 0 | 0 | 0
6 | 25 | 1 | 0 | 0 | 18 | 0 | 0 | 18 | 0 | 0 | 0 | 0 | 0
6 | 25 | 2 | 0 | 0 | 18 | 1 | 0 | 18 | 0 | 0 | 0 | 0 | 0
6 | 25 | 3 | 0 | 0 | 18 | 1 | 0 | 18 | 0 | 0 | 0 | 0 | 0
6 | 25 | 4 | 0 | 0 | 18 | 1 | 0 | 18 | 0 | 0 | 0 | 0 | 0
6 | 25 | 5 | 0 | 44 | 20 | 2 | 40.815 | 19.271 | 255159.422 | 214009.141 | 209728.9582 | 221.7854 | 217.3496
6 | 25 | 6 | 23 | 121 | 22 | 3 | 117.968 | 23.4 | 719548.375 | 668866.375 | 655489.0475 | 693.1702 | 679.3068
6 | 25 | 7 | 405 | 193 | 25 | 4 | 373.347 | 32.012 | 2170931 | 2083212.25 | 2041548.005 | 2158.9076 | 2115.7295
6 | 25 | 8 | 114 | 323 | 26 | 4 | 386.749 | 33.816 | 2291097.5 | 2199820.25 | 2155823.845 | 2279.7527 | 2234.1577
6 | 25 | 9 | 448 | 344 | 27 | 3 | 717.323 | 43.194 | 4109905.75 | 3955574.25 | 3876462.765 | 4099.3036 | 4017.3175
6 | 25 | 10 | 876 | 128 | 29 | 3 | 951.573 | 51.087 | 5297010.5 | 5092224.5 | 4990380.01 | 5277.2551 | 5171.71
6 | 25 | 11 | 445 | 474 | 30 | 3 | 928.474 | 52.062 | 5151221 | 4953027.5 | 4853966.95 | 5133.0002 | 5030.3402
6 | 25 | 12 | 874 | 140 | 30 | 3 | 1014.716 | 53.887 | 5589900.5 | 5371536 | 5264105.28 | 5566.7156 | 5455.3813
6 | 25 | 13 | 16 | 252 | 30 | 3 | 257.292 | 37.187 | 1509555.875 | 1440076 | 1411274.48 | 1492.4025 | 1462.5544
6 | 25 | 14 | 515 | 333 | 29 | 3 | 764.263 | 45.926 | 4333945 | 4170654 | 4087240.92 | 4322.1985 | 4235.7545
6 | 25 | 15 | 14 | 220 | 28 | 2 | 219.198 | 34.689 | 1297127.875 | 1233022.5 | 1208362.05 | 1277.8255 | 1252.269
6 | 25 | 16 | 247 | 227 | 25 | 2 | 333.381 | 32.933 | 1950512.125 | 1869125.25 | 1831742.745 | 1937.0416 | 1898.3008
6 | 25 | 17 | 68 | 139 | 22 | 1 | 145.306 | 26.217 | 865162.938 | 811260.688 | 795035.4742 | 840.7386 | 823.9238
6 | 25 | 18 | 191 | 60 | 20 | 1 | 52.302 | 20.209 | 308682.156 | 266490.625 | 261160.8125 | 276.1738 | 270.6503
6 | 25 | 19 | 0 | 0 | 18 | 1 | 0 | 18 | 0 | 0 | 0 | 0 | 0
6 | 25 | 20 | 0 | 0 | 17 | 0 | 0 | 17 | 0 | 0 | 0 | 0 | 0
6 | 25 | 21 | 0 | 0 | 17 | 0 | 0 | 17 | 0 | 0 | 0 | 0 | 0
6 | 25 | 22 | 0 | 0 | 17 | 0 | 0 | 17 | 0 | 0 | 0 | 0 | 0
6 | 25 | 23 | 0 | 0 | 17 | 0 | 0 | 17 | 0 | 0 | 0 | 0 | 0
6 | 26 | 0 | 0 | 0 | 16 | 0 | 0 | 16 | 0 | 0 | 0 | 0 | 0
6 | 26 | 1 | 0 | 0 | 16 | 0 | 0 | 16 | 0 | 0 | 0 | 0 | 0
6 | 26 | 2 | 0 | 0 | 15 | 0 | 0 | 15 | 0 | 0 | 0 | 0 | 0
6 | 26 | 3 | 0 | 0 | 14 | 0 | 0 | 14 | 0 | 0 | 0 | 0 | 0
6 | 26 | 4 | 0 | 0 | 15 | 0 | 0 | 15 | 0 | 0 | 0 | 0 | 0
6 | 26 | 5 | 301 | 48 | 17 | 1 | 39.445 | 15.901 | 249443.922 | 208403.938 | 204235.8592 | 215.9765 | 211.657
6 | 26 | 6 | 577 | 83 | 20 | 2 | 213.972 | 24.125 | 1127636.5 | 1067650.375 | 1046297.3675 | 1106.4444 | 1084.3155
6 | 26 | 7 | 731 | 101 | 23 | 2 | 435.515 | 33.568 | 2479141.25 | 2382144 | 2334501.12 | 2468.7014 | 2419.3273
6 | 26 | 8 | 819 | 111 | 26 | 3 | 653.406 | 40.876 | 3739647.5 | 3599550 | 3527559 | 3730.3429 | 3655.736
6 | 26 | 9 | 873 | 117 | 27 | 3 | 836.624 | 46.465 | 4729844.5 | 4550080.5 | 4459078.89 | 4715.4118 | 4621.1035
6 | 26 | 10 | 904 | 119 | 29 | 3 | 968.511 | 51.717 | 5378170.5 | 5169666.5 | 5066273.17 | 5357.511 | 5250.3608
6 | 26 | 11 | 928 | 112 | 30 | 3 | 1039.589 | 54.511 | 5712978.5 | 5488775 | 5378999.5 | 5688.2146 | 5574.4503
6 | 26 | 12 | 927 | 112 | 31 | 4 | 1039.729 | 53.513 | 5736042 | 5510735.5 | 5400520.79 | 5710.9731 | 5596.7536
6 | 26 | 13 | 913 | 110 | 31 | 4 | 971.171 | 52.135 | 5384417 | 5175626 | 5072113.48 | 5363.687 | 5256.4133
6 | 26 | 14 | 886 | 105 | 30 | 5 | 840.368 | 46.704 | 4747297 | 4566788 | 4475452.24 | 4732.7264 | 4638.0718
6 | 26 | 15 | 661 | 191 | 29 | 5 | 634.355 | 41.558 | 3629927.5 | 3493910.5 | 3424032.29 | 3620.8649 | 3548.4476
6 | 26 | 16 | 511 | 165 | 28 | 5 | 399.757 | 35.704 | 2284792.75 | 2193703.75 | 2149829.675 | 2273.414 | 2227.9457
6 | 26 | 17 | 431 | 109 | 26 | 4 | 206.884 | 30.02 | 1110906.125 | 1051318.5 | 1030292.13 | 1089.5191 | 1067.7287
6 | 26 | 18 | 271 | 50 | 23 | 3 | 43.846 | 23.067 | 245574.328 | 204608.938 | 200516.7592 | 212.0436 | 207.8027
6 | 26 | 19 | 0 | 0 | 21 | 2 | 0 | 21 | 0 | 0 | 0 | 0 | 0
6 | 26 | 20 | 0 | 0 | 19 | 2 | 0 | 19 | 0 | 0 | 0 | 0 | 0
6 | 26 | 21 | 0 | 0 | 19 | 1 | 0 | 19 | 0 | 0 | 0 | 0 | 0
6 | 26 | 22 | 0 | 0 | 18 | 1 | 0 | 18 | 0 | 0 | 0 | 0 | 0
6 | 26 | 23 | 0 | 0 | 18 | 0 | 0 | 18 | 0 | 0 | 0 | 0 | 0
6 | 27 | 0 | 0 | 0 | 17 | 0 | 0 | 17 | 0 | 0 | 0 | 0 | 0
6 | 27 | 1 | 0 | 0 | 17 | 0 | 0 | 17 | 0 | 0 | 0 | 0 | 0
6 | 27 | 2 | 0 | 0 | 17 | 0 | 0 | 17 | 0 | 0 | 0 | 0 | 0
6 | 27 | 3 | 0 | 0 | 16 | 0 | 0 | 16 | 0 | 0 | 0 | 0 | 0
6 | 27 | 4 | 0 | 0 | 17 | 0 | 0 | 17 | 0 | 0 | 0 | 0 | 0
6 | 27 | 5 | 345 | 44 | 19 | 1 | 36.642 | 17.878 | 230164.844 | 189495.703 | 185705.7889 | 196.3812 | 192.4536
6 | 27 | 6 | 603 | 76 | 21 | 0 | 212.903 | 27.64 | 1098593 | 1039297.75 | 1018511.795 | 1077.0616 | 1055.5203
6 | 27 | 7 | 740 | 93 | 24 | 1 | 432.162 | 36.478 | 2431643.5 | 2336108.25 | 2289386.085 | 2420.9929 | 2372.573
6 | 27 | 8 | 820 | 104 | 27 | 2 | 646.456 | 43.555 | 3662460.5 | 3525240 | 3454735.2 | 3653.3328 | 3580.2661
6 | 27 | 9 | 867 | 112 | 28 | 3 | 826.326 | 47.198 | 4658542 | 4481805 | 4392168.9 | 4644.6554 | 4551.7623
6 | 27 | 10 | 893 | 118 | 30 | 3 | 957.029 | 52.414 | 5300107.5 | 5095180 | 4993276.4 | 5280.318 | 5174.7116
6 | 27 | 11 | 919 | 112 | 31 | 3 | 1030.629 | 55.257 | 5647237.5 | 5426162.5 | 5317639.25 | 5623.327 | 5510.8605
6 | 27 | 12 | 917 | 113 | 32 | 3 | 1030.956 | 56.385 | 5624123.5 | 5404144 | 5296061.12 | 5600.5085 | 5488.4983
6 | 27 | 13 | 38 | 395 | 32 | 3 | 425.378 | 43.055 | 2442165 | 2346307 | 2299380.86 | 2431.5622 | 2382.9309
6 | 27 | 14 | 274 | 400 | 32 | 3 | 627.894 | 46.231 | 3558569.75 | 3425173.25 | 3356669.785 | 3549.63 | 3478.6374
6 | 27 | 15 | 821 | 106 | 31 | 3 | 656.469 | 46.331 | 3683396.25 | 3545398.5 | 3474490.53 | 3674.2238 | 3600.7393
6 | 27 | 16 | 742 | 95 | 30 | 3 | 442.794 | 40.588 | 2461275.25 | 2364829.25 | 2317532.665 | 2450.7575 | 2401.7423
6 | 27 | 17 | 588 | 82 | 28 | 3 | 221.757 | 32.973 | 1139493.875 | 1079224.625 | 1057640.1325 | 1118.4392 | 1096.0704
6 | 27 | 18 | 299 | 52 | 26 | 2 | 46.177 | 26.346 | 253707.734 | 212585.484 | 208333.7743 | 220.31 | 215.9038
6 | 27 | 19 | 0 | 0 | 24 | 2 | 0 | 24 | 0 | 0 | 0 | 0 | 0
6 | 27 | 20 | 0 | 0 | 22 | 2 | 0 | 22 | 0 | 0 | 0 | 0 | 0
6 | 27 | 21 | 0 | 0 | 20 | 1 | 0 | 20 | 0 | 0 | 0 | 0 | 0
6 | 27 | 22 | 0 | 0 | 18 | 1 | 0 | 18 | 0 | 0 | 0 | 0 | 0
6 | 27 | 23 | 0 | 0 | 17 | 1 | 0 | 17 | 0 | 0 | 0 | 0 | 0
6 | 28 | 0 | 0 | 0 | 16 | 2 | 0 | 16 | 0 | 0 | 0 | 0 | 0
6 | 28 | 1 | 0 | 0 | 16 | 1 | 0 | 16 | 0 | 0 | 0 | 0 | 0
6 | 28 | 2 | 0 | 0 | 16 | 0 | 0 | 16 | 0 | 0 | 0 | 0 | 0
6 | 28 | 3 | 0 | 0 | 16 | 0 | 0 | 16 | 0 | 0 | 0 | 0 | 0
6 | 28 | 4 | 0 | 0 | 16 | 0 | 0 | 16 | 0 | 0 | 0 | 0 | 0
6 | 28 | 5 | 345 | 44 | 17 | 1 | 36.271 | 15.796 | 229451.484 | 188796.016 | 185020.0957 | 195.6561 | 191.743
6 | 28 | 6 | 608 | 74 | 19 | 1 | 211.587 | 23.8 | 1103381.25 | 1043972.438 | 1023092.9892 | 1081.9061 | 1060.268
6 | 28 | 7 | 747 | 91 | 22 | 1 | 432.753 | 34.507 | 2451159 | 2355024.5 | 2307924.01 | 2440.5964 | 2391.7845
6 | 28 | 8 | 826 | 101 | 25 | 1 | 646.802 | 44.639 | 3649087 | 3512362 | 3442114.76 | 3639.9868 | 3567.1871
6 | 28 | 9 | 872 | 109 | 28 | 2 | 827.016 | 49.588 | 4620026.5 | 4444914 | 4356015.72 | 4606.424 | 4514.2955
6 | 28 | 10 | 897 | 115 | 29 | 2 | 957.55 | 54.186 | 5266583.5 | 5063182.5 | 4961918.85 | 5247.1578 | 5142.2147
6 | 28 | 11 | 898 | 125 | 30 | 3 | 1022.78 | 54.124 | 5629100 | 5408884.5 | 5300706.81 | 5605.4212 | 5493.3128
6 | 28 | 12 | 894 | 128 | 31 | 4 | 1023.248 | 53.152 | 5653052 | 5431701.5 | 5323067.47 | 5629.0673 | 5516.4859
6 | 28 | 13 | 295 | 458 | 31 | 4 | 743.022 | 47.475 | 4194775.5 | 4037080.75 | 3956339.135 | 4183.7717 | 4100.0963
6 | 28 | 14 | 661 | 258 | 31 | 5 | 813.28 | 46.844 | 4594543 | 4420500.5 | 4332090.49 | 4581.1234 | 4489.5009
6 | 28 | 15 | 221 | 327 | 30 | 4 | 466.172 | 40.366 | 2692527.5 | 2588816.25 | 2537039.925 | 2682.8832 | 2629.2256
6 | 28 | 16 | 246 | 228 | 28 | 3 | 334.478 | 35.647 | 1938356 | 1857310.875 | 1820164.6575 | 1924.7979 | 1886.302
6 | 28 | 17 | 87 | 141 | 25 | 1 | 151.956 | 29.476 | 889512.438 | 835060.938 | 818359.7192 | 865.4036 | 848.0956
6 | 28 | 18 | 23 | 55 | 23 | 0 | 49.295 | 24.1 | 300846.313 | 258808.156 | 253631.9929 | 268.2122 | 262.8479
6 | 28 | 19 | 0 | 0 | 21 | 1 | 0 | 21 | 0 | 0 | 0 | 0 | 0
6 | 28 | 20 | 0 | 0 | 19 | 2 | 0 | 19 | 0 | 0 | 0 | 0 | 0
6 | 28 | 21 | 0 | 0 | 18 | 1 | 0 | 18 | 0 | 0 | 0 | 0 | 0
6 | 28 | 22 | 0 | 0 | 17 | 1 | 0 | 17 | 0 | 0 | 0 | 0 | 0
6 | 28 | 23 | 0 | 0 | 17 | 0 | 0 | 17 | 0 | 0 | 0 | 0 | 0
6 | 29 | 0 | 0 | 0 | 16 | 0 | 0 | 16 | 0 | 0 | 0 | 0 | 0
6 | 29 | 1 | 0 | 0 | 16 | 0 | 0 | 16 | 0 | 0 | 0 | 0 | 0
6 | 29 | 2 | 0 | 0 | 16 | 0 | 0 | 16 | 0 | 0 | 0 | 0 | 0
6 | 29 | 3 | 0 | 0 | 15 | 0 | 0 | 15 | 0 | 0 | 0 | 0 | 0
6 | 29 | 4 | 0 | 0 | 16 | 0 | 0 | 16 | 0 | 0 | 0 | 0 | 0
6 | 29 | 5 | 312 | 47 | 18 | 1 | 37.582 | 16.873 | 236879.547 | 196081.453 | 192159.8239 | 203.2062 | 199.1421
6 | 29 | 6 | 581 | 82 | 21 | 1 | 212.243 | 25.86 | 1107870.75 | 1048355.313 | 1027388.2067 | 1086.4483 | 1064.7193
6 | 29 | 7 | 726 | 100 | 25 | 2 | 430.413 | 35.429 | 2431906.5 | 2336363.25 | 2289635.985 | 2421.2571 | 2372.832
6 | 29 | 8 | 788 | 120 | 28 | 1 | 640.549 | 47.36 | 3578205.5 | 3444090.5 | 3375208.69 | 3569.2346 | 3497.8499
6 | 29 | 9 | 788 | 157 | 30 | 1 | 809.509 | 54.755 | 4433591.5 | 4266231 | 4180906.38 | 4421.2484 | 4332.8234
6 | 29 | 10 | 769 | 196 | 31 | 1 | 924.57 | 59.386 | 4982357.5 | 4791660.5 | 4695827.29 | 4965.7698 | 4866.4544
6 | 29 | 11 | 855 | 149 | 30 | 1 | 1003.781 | 60.929 | 5378025 | 5169528 | 5066137.44 | 5357.3675 | 5250.2201
6 | 29 | 12 | 409 | 487 | 29 | 1 | 906.929 | 57.732 | 4921419 | 4733390.5 | 4638722.69 | 4905.3825 | 4807.2749
6 | 29 | 13 | 436 | 435 | 27 | 2 | 852.405 | 49.963 | 4766599 | 4585264.5 | 4493559.21 | 4751.8742 | 4656.8367
6 | 29 | 14 | 104 | 405 | 24 | 3 | 482.794 | 35.987 | 2843679 | 2735068.5 | 2680367.13 | 2834.4497 | 2777.7607
6 | 29 | 15 | 20 | 244 | 22 | 3 | 246.28 | 27.58 | 1494715.25 | 1425618.5 | 1397106.13 | 1477.4196 | 1447.8712
6 | 29 | 16 | 63 | 222 | 21 | 1 | 240.392 | 27.774 | 1449742 | 1381799.25 | 1354163.265 | 1432.0082 | 1403.368
6 | 29 | 17 | 570 | 85 | 20 | 0 | 220.859 | 28.868 | 1156961.375 | 1096273.375 | 1074347.9075 | 1136.1075 | 1113.3853
6 | 29 | 18 | 317 | 51 | 19 | 0 | 46.025 | 20.722 | 254717.547 | 213575.797 | 209304.2811 | 221.3363 | 216.9095
6 | 29 | 19 | 0 | 0 | 18 | 1 | 0 | 18 | 0 | 0 | 0 | 0 | 0
6 | 29 | 20 | 0 | 0 | 17 | 1 | 0 | 17 | 0 | 0 | 0 | 0 | 0
6 | 29 | 21 | 0 | 0 | 17 | 1 | 0 | 17 | 0 | 0 | 0 | 0 | 0
6 | 29 | 22 | 0 | 0 | 16 | 2 | 0 | 16 | 0 | 0 | 0 | 0 | 0
6 | 29 | 23 | 0 | 0 | 16 | 1 | 0 | 16 | 0 | 0 | 0 | 0 | 0
6 | 30 | 0 | 0 | 0 | 16 | 1 | 0 | 16 | 0 | 0 | 0 | 0 | 0
6 | 30 | 1 | 0 | 0 | 16 | 1 | 0 | 16 | 0 | 0 | 0 | 0 | 0
6 | 30 | 2 | 0 | 0 | 16 | 1 | 0 | 16 | 0 | 0 | 0 | 0 | 0
6 | 30 | 3 | 0 | 0 | 16 | 2 | 0 | 16 | 0 | 0 | 0 | 0 | 0
6 | 30 | 4 | 0 | 0 | 16 | 2 | 0 | 16 | 0 | 0 | 0 | 0 | 0
6 | 30 | 5 | 300 | 46 | 17 | 3 | 36.322 | 16.202 | 229462 | 188806.328 | 185030.2014 | 195.6668 | 191.7534
6 | 30 | 6 | 295 | 120 | 20 | 2 | 179.319 | 23.179 | 1008946.875 | 951756.375 | 932721.2475 | 986.3393 | 966.6125
6 | 30 | 7 | 177 | 227 | 22 | 1 | 296.958 | 30.217 | 1759381 | 1683279.625 | 1649614.0325 | 1744.4431 | 1709.5542
6 | 30 | 8 | 744 | 133 | 23 | 1 | 624.234 | 41.496 | 3565800.5 | 3432139.5 | 3363496.71 | 3556.8494 | 3485.7124
6 | 30 | 9 | 467 | 340 | 23 | 1 | 728.04 | 45.779 | 4130675.25 | 3975524.25 | 3896013.765 | 4119.9785 | 4037.5789
6 | 30 | 10 | 514 | 396 | 22 | 1 | 888.358 | 49.667 | 4972970.5 | 4782685.5 | 4687031.79 | 4956.4687 | 4857.3393
6 | 30 | 11 | 16 | 244 | 22 | 1 | 250.862 | 32.1 | 1499243.625 | 1430030.125 | 1401429.5225 | 1481.9916 | 1452.3517
6 | 30 | 12 | 406 | 487 | 22 | 1 | 904.121 | 48.261 | 5089860 | 4894407.5 | 4796519.35 | 5072.2502 | 4970.8052
6 | 30 | 13 | 807 | 166 | 23 | 1 | 934.957 | 52.522 | 5176118 | 4976806.5 | 4877270.37 | 5157.6433 | 5054.4904
6 | 30 | 14 | 18 | 277 | 24 | 2 | 280.798 | 32.813 | 1673615.125 | 1599823.625 | 1567827.1525 | 1657.9547 | 1624.7956
6 | 30 | 15 | 0 | 23 | 23 | 3 | 21.85 | 22.728 | 134973.344 | 96106.797 | 94184.6611 | 99.5989 | 97.6069
6 | 30 | 16 | 44 | 212 | 22 | 3 | 222.172 | 25.846 | 1351108.75 | 1285659.875 | 1259946.6775 | 1332.3755 | 1305.728
6 | 30 | 17 | 577 | 89 | 30 | 3 | 226.698 | 34.59 | 1166094.375 | 1105186.75 | 1083083.015 | 1145.3447 | 1122.4378
6 | 30 | 18 | 143 | 58 | 27 | 1 | 50.455 | 27.789 | 292069.125 | 250202.391 | 245198.3432 | 259.2937 | 254.1078
6 | 30 | 19 | 0 | 0 | 24 | 0 | 0 | 24 | 0 | 0 | 0 | 0 | 0
6 | 30 | 20 | 0 | 0 | 22 | 1 | 0 | 22 | 0 | 0 | 0 | 0 | 0
6 | 30 | 21 | 0 | 0 | 22 | 2 | 0 | 22 | 0 | 0 | 0 | 0 | 0
6 | 30 | 22 | 0 | 0 | 21 | 3 | 0 | 21 | 0 | 0 | 0 | 0 | 0
6 | 30 | 23 | 0 | 0 | 20 | 3 | 0 | 20 | 0 | 0 | 0 | 0 | 0
7 | 1 | 0 | 0 | 0 | 20 | 4 | 0 | 20 | 0 | 0 | 0 | 0 | 0
7 | 1 | 1 | 0 | 0 | 19 | 3 | 0 | 19 | 0 | 0 | 0 | 0 | 0
7 | 1 | 2 | 0 | 0 | 19 | 2 | 0 | 19 | 0 | 0 | 0 | 0 | 0
7 | 1 | 3 | 0 | 0 | 18 | 1 | 0 | 18 | 0 | 0 | 0 | 0 | 0
7 | 1 | 4 | 0 | 0 | 19 | 1 | 0 | 19 | 0 | 0 | 0 | 0 | 0
7 | 1 | 5 | 282 | 48 | 21 | 1 | 37.498 | 19.981 | 233852.359 | 193112.422 | 189250.1736 | 200.1293 | 196.1267
7 | 1 | 6 | 541 | 88 | 24 | 1 | 207.498 | 28.768 | 1080062.125 | 1021205.438 | 1000781.3292 | 1058.3119 | 1037.1456
7 | 1 | 7 | 679 | 113 | 27 | 1 | 420.612 | 39.095 | 2348674.75 | 2255665.5 | 2210552.19 | 2337.6271 | 2290.8746
7 | 1 | 8 | 763 | 129 | 29 | 1 | 632.192 | 48.059 | 3522572.75 | 3390488 | 3322678.24 | 3513.6844 | 3443.4108
7 | 1 | 9 | 801 | 148 | 30 | 2 | 810.47 | 51.084 | 4502246.5 | 4332052.5 | 4245411.45 | 4489.4615 | 4399.6723
7 | 1 | 10 | 812 | 168 | 31 | 1 | 936.542 | 59.704 | 5040375 | 4847119 | 4750176.62 | 5023.2434 | 4922.7786
7 | 1 | 11 | 824 | 173 | 31 | 1 | 1004.578 | 61.922 | 5360896 | 5153186.5 | 5050122.77 | 5340.4322 | 5233.6235
7 | 1 | 12 | 814 | 180 | 31 | 1 | 1003.558 | 62.129 | 5351047.5 | 5143790 | 5040914.2 | 5330.6943 | 5224.0804
7 | 1 | 13 | 804 | 174 | 30 | 1 | 940.518 | 59.55 | 5065205.5 | 4870849 | 4773432.02 | 5047.8357 | 4946.879
7 | 1 | 14 | 50 | 367 | 30 | 2 | 400.601 | 41.849 | 2309709 | 2217873.75 | 2173516.275 | 2298.4622 | 2252.493
7 | 1 | 15 | 3 | 135 | 29 | 2 | 130.612 | 32.252 | 780008.188 | 728002.563 | 713442.5117 | 754.4552 | 739.3661
7 | 1 | 16 | 0 | 105 | 28 | 3 | 99.774 | 29.338 | 602195.563 | 554028.438 | 542947.8692 | 574.1596 | 562.6764
7 | 1 | 17 | 0 | 42 | 26 | 3 | 39.837 | 25.777 | 243482.125 | 202557.031 | 198505.8904 | 209.9171 | 205.7188
7 | 1 | 18 | 0 | 9 | 25 | 3 | 8.513 | 23.843 | 52382.203 | 15041.368 | 14740.5406 | 15.5879 | 15.2762
7 | 1 | 19 | 0 | 0 | 23 | 3 | 0 | 23 | 0 | 0 | 0 | 0 | 0
7 | 1 | 20 | 0 | 0 | 22 | 3 | 0 | 22 | 0 | 0 | 0 | 0 | 0
7 | 1 | 21 | 0 | 0 | 21 | 3 | 0 | 21 | 0 | 0 | 0 | 0 | 0
7 | 1 | 22 | 0 | 0 | 20 | 3 | 0 | 20 | 0 | 0 | 0 | 0 | 0
7 | 1 | 23 | 0 | 0 | 19 | 2 | 0 | 19 | 0 | 0 | 0 | 0 | 0
7 | 2 | 0 | 0 | 0 | 19 | 2 | 0 | 19 | 0 | 0 | 0 | 0 | 0
7 | 2 | 1 | 0 | 0 | 18 | 2 | 0 | 18 | 0 | 0 | 0 | 0 | 0
7 | 2 | 2 | 0 | 0 | 17 | 3 | 0 | 17 | 0 | 0 | 0 | 0 | 0
7 | 2 | 3 | 0 | 0 | 17 | 2 | 0 | 17 | 0 | 0 | 0 | 0 | 0
7 | 2 | 4 | 0 | 0 | 17 | 2 | 0 | 17 | 0 | 0 | 0 | 0 | 0
7 | 2 | 5 | 272 | 48 | 18 | 2 | 37.099 | 17.113 | 233645.172 | 192909.219 | 189051.0346 | 199.9187 | 195.9204
7 | 2 | 6 | 546 | 87 | 21 | 1 | 207.144 | 25.695 | 1087686.125 | 1028649.25 | 1008076.265 | 1066.0261 | 1044.7056
7 | 2 | 7 | 697 | 108 | 24 | 0 | 423.296 | 39.843 | 2354711.5 | 2261519.75 | 2216289.355 | 2343.6941 | 2296.8202
7 | 2 | 8 | 791 | 118 | 27 | 0 | 638.997 | 51.166 | 3517203.25 | 3385313.5 | 3317607.23 | 3508.3219 | 3438.1555
7 | 2 | 9 | 842 | 127 | 29 | 1 | 819.016 | 54.055 | 4497141 | 4327158.5 | 4240615.33 | 4484.3897 | 4394.7019
7 | 2 | 10 | 866 | 136 | 30 | 2 | 948.92 | 54.916 | 5204274 | 5003694 | 4903620.12 | 5185.5077 | 5081.7976
7 | 2 | 11 | 878 | 139 | 31 | 3 | 1016.931 | 54.944 | 5579018 | 5361166 | 5253942.68 | 5555.9688 | 5444.8494
7 | 2 | 12 | 862 | 149 | 32 | 3 | 1012.937 | 55.968 | 5534904 | 5319123.5 | 5212741.03 | 5512.3987 | 5402.1507
7 | 2 | 13 | 408 | 432 | 31 | 3 | 823.876 | 50.882 | 4590876.5 | 4416988 | 4328648.24 | 4577.4832 | 4485.9336
7 | 2 | 14 | 29 | 324 | 30 | 3 | 340.668 | 38.649 | 1987715.5 | 1905277.625 | 1867172.0725 | 1974.5076 | 1935.0175
7 | 2 | 15 | 60 | 305 | 27 | 3 | 334.901 | 34.347 | 1982379.75 | 1900093.125 | 1862091.2625 | 1969.1347 | 1929.752
7 | 2 | 16 | 19 | 186 | 25 | 3 | 185.141 | 28.801 | 1116815.5 | 1057087.375 | 1035945.6275 | 1095.4976 | 1073.5876
7 | 2 | 17 | 98 | 138 | 23 | 4 | 152.163 | 25.347 | 900477.313 | 845777.375 | 828861.8275 | 876.5095 | 858.9793
7 | 2 | 18 | 0 | 8 | 21 | 3 | 7.566 | 19.999 | 47180.324 | 9934.394 | 9735.7061 | 10.2954 | 10.0895
7 | 2 | 19 | 0 | 0 | 19 | 2 | 0 | 19 | 0 | 0 | 0 | 0 | 0
7 | 2 | 20 | 0 | 0 | 19 | 1 | 0 | 19 | 0 | 0 | 0 | 0 | 0
7 | 2 | 21 | 0 | 0 | 19 | 0 | 0 | 19 | 0 | 0 | 0 | 0 | 0
7 | 2 | 22 | 0 | 0 | 18 | 0 | 0 | 18 | 0 | 0 | 0 | 0 | 0
7 | 2 | 23 | 0 | 0 | 18 | 0 | 0 | 18 | 0 | 0 | 0 | 0 | 0
7 | 3 | 0 | 0 | 0 | 18 | 0 | 0 | 18 | 0 | 0 | 0 | 0 | 0
7 | 3 | 1 | 0 | 0 | 17 | 0 | 0 | 17 | 0 | 0 | 0 | 0 | 0
7 | 3 | 2 | 0 | 0 | 16 | 0 | 0 | 16 | 0 | 0 | 0 | 0 | 0
7 | 3 | 3 | 0 | 0 | 16 | 0 | 0 | 16 | 0 | 0 | 0 | 0 | 0
7 | 3 | 4 | 0 | 0 | 16 | 1 | 0 | 16 | 0 | 0 | 0 | 0 | 0
7 | 3 | 5 | 162 | 47 | 18 | 2 | 38.2 | 17.143 | 240555.641 | 199686.875 | 195693.1375 | 206.9427 | 202.8038
7 | 3 | 6 | 275 | 122 | 20 | 2 | 175.571 | 23.084 | 992201.938 | 935399.938 | 916691.9392 | 969.3885 | 950.0008
7 | 3 | 7 | 162 | 225 | 22 | 3 | 287.894 | 27.794 | 1721625.375 | 1646545.5 | 1613614.59 | 1706.3742 | 1672.2467
7 | 3 | 8 | 65 | 300 | 23 | 3 | 332.078 | 30.122 | 1995113.75 | 1912466 | 1874216.68 | 1981.9572 | 1942.318
7 | 3 | 9 | 379 | 355 | 24 | 4 | 666.285 | 37.646 | 3896982 | 3750923.25 | 3675904.785 | 3887.2164 | 3809.4721
7 | 3 | 10 | 35 | 351 | 25 | 4 | 378.334 | 33.216 | 2251908.75 | 2161800.25 | 2118564.245 | 2240.3512 | 2195.5442
7 | 3 | 11 | 19 | 309 | 26 | 4 | 317.404 | 32.347 | 1895232.375 | 1815393.625 | 1779085.7525 | 1881.3576 | 1843.7304
7 | 3 | 12 | 91 | 488 | 25 | 4 | 576.877 | 36.731 | 3390309 | 3262986 | 3197726.28 | 3381.5495 | 3313.9186
7 | 3 | 13 | 149 | 474 | 25 | 4 | 616.554 | 38.072 | 3605400.5 | 3470287.25 | 3400881.505 | 3596.3833 | 3524.4556
7 | 3 | 14 | 204 | 412 | 24 | 4 | 578.103 | 36.348 | 3399544.5 | 3271891.75 | 3206453.915 | 3390.7789 | 3322.9633
7 | 3 | 15 | 186 | 330 | 23 | 4 | 446.675 | 32.492 | 2656498.5 | 2553937.5 | 2502858.75 | 2646.7371 | 2593.8024
7 | 3 | 16 | 0 | 43 | 21 | 3 | 40.82 | 21.572 | 253173.875 | 212061.922 | 207820.6836 | 219.7674 | 215.372
7 | 3 | 17 | 0 | 6 | 20 | 2 | 5.68 | 18.446 | 35607.543 | 0 | 0 | 0 | 0
7 | 3 | 18 | 0 | 4 | 18 | 2 | 3.781 | 16.211 | 23886.25 | 0 | 0 | 0 | 0
7 | 3 | 19 | 0 | 0 | 17 | 2 | 0 | 17 | 0 | 0 | 0 | 0 | 0
7 | 3 | 20 | 0 | 0 | 16 | 2 | 0 | 16 | 0 | 0 | 0 | 0 | 0
7 | 3 | 21 | 0 | 0 | 16 | 2 | 0 | 16 | 0 | 0 | 0 | 0 | 0
7 | 3 | 22 | 0 | 0 | 16 | 2 | 0 | 16 | 0 | 0 | 0 | 0 | 0
7 | 3 | 23 | 0 | 0 | 15 | 2 | 0 | 15 | 0 | 0 | 0 | 0 | 0
7 | 4 | 0 | 0 | 0 | 15 | 2 | 0 | 15 | 0 | 0 | 0 | 0 | 0
7 | 4 | 1 | 0 | 0 | 15 | 1 | 0 | 15 | 0 | 0 | 0 | 0 | 0
7 | 4 | 2 | 0 | 0 | 14 | 1 | 0 | 14 | 0 | 0 | 0 | 0 | 0
7 | 4 | 3 | 0 | 0 | 14 | 1 | 0 | 14 | 0 | 0 | 0 | 0 | 0
7 | 4 | 4 | 0 | 0 | 14 | 1 | 0 | 14 | 0 | 0 | 0 | 0 | 0
7 | 4 | 5 | 239 | 49 | 16 | 1 | 37.617 | 14.807 | 238764.141 | 197929.813 | 193971.2167 | 205.1218 | 201.0193
7 | 4 | 6 | 510 | 91 | 18 | 1 | 201.6 | 22.47 | 1076973.5 | 1018189.75 | 997825.955 | 1055.1866 | 1034.0829
7 | 4 | 7 | 671 | 112 | 20 | 1 | 414.329 | 31.925 | 2373158.25 | 2279407.25 | 2233819.105 | 2362.2316 | 2314.9869
7 | 4 | 8 | 761 | 127 | 22 | 1 | 627.494 | 41.111 | 3588197.5 | 3453716.25 | 3384641.925 | 3579.2101 | 3507.6259
7 | 4 | 9 | 822 | 133 | 23 | 2 | 811.529 | 44.325 | 4625050 | 4449726 | 4360731.48 | 4611.4108 | 4519.1826
7 | 4 | 10 | 860 | 134 | 24 | 2 | 941.109 | 48.973 | 5281328 | 5077256 | 4975710.88 | 5261.7427 | 5156.5078
7 | 4 | 11 | 888 | 127 | 25 | 3 | 1015.099 | 49.106 | 5696077.5 | 5472680.5 | 5363226.89 | 5671.5353 | 5558.1046
7 | 4 | 12 | 130 | 502 | 26 | 3 | 637.854 | 41.864 | 3678443.25 | 3540629.75 | 3469817.155 | 3669.2817 | 3595.8961
7 | 4 | 13 | 880 | 123 | 26 | 3 | 955.971 | 48.099 | 5383046 | 5174318 | 5070831.64 | 5362.3315 | 5255.0849
7 | 4 | 14 | 832 | 130 | 25 | 3 | 827.667 | 44.999 | 4706695 | 4527917 | 4437358.66 | 4692.443 | 4598.5941
7 | 4 | 15 | 586 | 222 | 24 | 3 | 615.891 | 38.967 | 3561728.5 | 3428216.5 | 3359652.17 | 3552.7838 | 3481.7282
7 | 4 | 16 | 617 | 134 | 23 | 3 | 424.117 | 33.072 | 2437948.5 | 2342220 | 2295375.6 | 2427.3267 | 2378.7801
7 | 4 | 17 | 0 | 79 | 21 | 3 | 74.805 | 22.332 | 462735.906 | 417464 | 409114.72 | 432.6329 | 423.9803
7 | 4 | 18 | 0 | 8 | 19 | 2 | 7.566 | 17.587 | 47571.594 | 10318.529 | 10112.1584 | 10.6935 | 10.4796
7 | 4 | 19 | 0 | 0 | 17 | 2 | 0 | 17 | 0 | 0 | 0 | 0 | 0
7 | 4 | 20 | 0 | 0 | 16 | 2 | 0 | 16 | 0 | 0 | 0 | 0 | 0
7 | 4 | 21 | 0 | 0 | 16 | 2 | 0 | 16 | 0 | 0 | 0 | 0 | 0
7 | 4 | 22 | 0 | 0 | 16 | 1 | 0 | 16 | 0 | 0 | 0 | 0 | 0
7 | 4 | 23 | 0 | 0 | 16 | 0 | 0 | 16 | 0 | 0 | 0 | 0 | 0
7 | 5 | 0 | 0 | 0 | 15 | 0 | 0 | 15 | 0 | 0 | 0 | 0 | 0
7 | 5 | 1 | 0 | 0 | 15 | 0 | 0 | 15 | 0 | 0 | 0 | 0 | 0
7 | 5 | 2 | 0 | 0 | 15 | 0 | 0 | 15 | 0 | 0 | 0 | 0 | 0
7 | 5 | 3 | 0 | 0 | 15 | 0 | 0 | 15 | 0 | 0 | 0 | 0 | 0
7 | 5 | 4 | 0 | 0 | 15 | 0 | 0 | 15 | 0 | 0 | 0 | 0 | 0
7 | 5 | 5 | 0 | 36 | 16 | 1 | 33.82 | 14.681 | 214754.656 | 174380.531 | 170892.9204 | 180.7168 | 177.1025
7 | 5 | 6 | 189 | 127 | 17 | 1 | 160.215 | 20.09 | 935320.563 | 879827.313 | 862230.7667 | 911.7966 | 893.5607
7 | 5 | 7 | 520 | 155 | 19 | 1 | 385.655 | 29.865 | 2241352.25 | 2151557 | 2108525.86 | 2229.7358 | 2185.1411
7 | 5 | 8 | 398 | 275 | 21 | 1 | 530.699 | 37.205 | 3091891 | 2974976.5 | 2915476.97 | 3083.075 | 3021.4135
7 | 5 | 9 | 425 | 339 | 23 | 2 | 692.213 | 41.075 | 3997277 | 3847351 | 3770403.98 | 3987.148 | 3907.405
7 | 5 | 10 | 507 | 319 | 24 | 2 | 805.705 | 45.332 | 4585040.5 | 4411396.5 | 4323168.57 | 4571.6886 | 4480.2548
7 | 5 | 11 | 836 | 158 | 25 | 3 | 1001.594 | 48.51 | 5633114 | 5412708.5 | 5304454.33 | 5609.3842 | 5497.1965
7 | 5 | 12 | 821 | 169 | 24 | 4 | 1000.375 | 45.848 | 5683435.5 | 5460641 | 5351428.18 | 5659.0583 | 5545.8772
7 | 5 | 13 | 775 | 185 | 23 | 5 | 925.62 | 41.335 | 5346595 | 5139542 | 5036751.16 | 5326.2919 | 5219.7661
7 | 5 | 14 | 444 | 347 | 22 | 5 | 722.427 | 36.317 | 4246252.5 | 4086499.5 | 4004769.51 | 4234.9861 | 4150.2864
7 | 5 | 15 | 299 | 312 | 21 | 5 | 508.502 | 30.853 | 3037748.5 | 2922672.75 | 2864219.295 | 3028.8707 | 2968.2933
7 | 5 | 16 | 282 | 228 | 19 | 5 | 352.702 | 25.454 | 2116953.5 | 2030808.625 | 1990192.4525 | 2104.5999 | 2062.5079
7 | 5 | 17 | 51 | 132 | 18 | 5 | 135.432 | 19.936 | 828347.125 | 775269.5 | 759764.11 | 803.4396 | 787.3708
7 | 5 | 18 | 0 | 5 | 17 | 4 | 4.727 | 15.88 | 29894.752 | 0 | 0 | 0 | 0
7 | 5 | 19 | 0 | 0 | 16 | 4 | 0 | 16 | 0 | 0 | 0 | 0 | 0
7 | 5 | 20 | 0 | 0 | 15 | 3 | 0 | 15 | 0 | 0 | 0 | 0 | 0
7 | 5 | 21 | 0 | 0 | 15 | 3 | 0 | 15 | 0 | 0 | 0 | 0 | 0
7 | 5 | 22 | 0 | 0 | 15 | 3 | 0 | 15 | 0 | 0 | 0 | 0 | 0
7 | 5 | 23 | 0 | 0 | 15 | 3 | 0 | 15 | 0 | 0 | 0 | 0 | 0
7 | 6 | 0 | 0 | 0 | 15 | 2 | 0 | 15 | 0 | 0 | 0 | 0 | 0
7 | 6 | 1 | 0 | 0 | 15 | 2 | 0 | 15 | 0 | 0 | 0 | 0 | 0
7 | 6 | 2 | 0 | 0 | 15 | 2 | 0 | 15 | 0 | 0 | 0 | 0 | 0
7 | 6 | 3 | 0 | 0 | 15 | 2 | 0 | 15 | 0 | 0 | 0 | 0 | 0
7 | 6 | 4 | 0 | 0 | 15 | 2 | 0 | 15 | 0 | 0 | 0 | 0 | 0
7 | 6 | 5 | 101 | 46 | 15 | 2 | 37.373 | 14.044 | 237832.859 | 197016.453 | 193076.1239 | 204.1752 | 200.0917
7 | 6 | 6 | 257 | 120 | 15 | 2 | 168.812 | 17.819 | 973456.75 | 917087.938 | 898746.1792 | 950.4112 | 931.4029
7 | 6 | 7 | 378 | 193 | 17 | 3 | 355.79 | 24.36 | 2124430.75 | 2038068.75 | 1997307.375 | 2112.1238 | 2069.8813
7 | 6 | 8 | 158 | 320 | 19 | 2 | 415.078 | 29.505 | 2494892.25 | 2397407.5 | 2349459.35 | 2484.5195 | 2434.8291
7 | 6 | 9 | 312 | 382 | 21 | 2 | 638.324 | 37.418 | 3737285.5 | 3597276.5 | 3525330.97 | 3727.9868 | 3653.4271
7 | 6 | 10 | 240 | 462 | 22 | 2 | 687.9 | 40.313 | 3989237.5 | 3839623.5 | 3762831.03 | 3979.1397 | 3899.5569
7 | 6 | 11 | 375 | 451 | 23 | 2 | 836.611 | 45.117 | 4766212.5 | 4584894.5 | 4493196.61 | 4751.4908 | 4656.461
7 | 6 | 12 | 408 | 378 | 24 | 3 | 803.608 | 43.219 | 4610913.5 | 4436184 | 4347460.32 | 4597.3768 | 4505.4292
7 | 6 | 13 | 291 | 460 | 24 | 3 | 743.117 | 41.787 | 4286034 | 4124680.75 | 4042187.135 | 4274.5547 | 4189.0637
7 | 6 | 14 | 29 | 301 | 24 | 3 | 318.157 | 31.919 | 1902274.625 | 1822239.625 | 1785794.8325 | 1888.4523 | 1850.6833
7 | 6 | 15 | 309 | 310 | 23 | 3 | 513.463 | 34.42 | 3027968.5 | 2913223.25 | 2854958.785 | 3019.0778 | 2958.6963
7 | 6 | 16 | 646 | 123 | 22 | 2 | 427.626 | 33.307 | 2452910.5 | 2356722.25 | 2309587.805 | 2442.3559 | 2393.5088
7 | 6 | 17 | 264 | 129 | 21 | 2 | 185.633 | 25.672 | 1051919.25 | 993725.125 | 973850.6225 | 1029.833 | 1009.2364
7 | 6 | 18 | 0 | 28 | 20 | 1 | 26.543 | 19.57 | 165766.813 | 126322.313 | 123795.8667 | 130.9123 | 128.2941
7 | 6 | 19 | 0 | 0 | 18 | 1 | 0 | 18 | 0 | 0 | 0 | 0 | 0
7 | 6 | 20 | 0 | 0 | 17 | 0 | 0 | 17 | 0 | 0 | 0 | 0 | 0
7 | 6 | 21 | 0 | 0 | 17 | 0 | 0 | 17 | 0 | 0 | 0 | 0 | 0
7 | 6 | 22 | 0 | 0 | 17 | 0 | 0 | 17 | 0 | 0 | 0 | 0 | 0
7 | 6 | 23 | 0 | 0 | 16 | 0 | 0 | 16 | 0 | 0 | 0 | 0 | 0
7 | 7 | 0 | 0 | 0 | 16 | 0 | 0 | 16 | 0 | 0 | 0 | 0 | 0
7 | 7 | 1 | 0 | 0 | 16 | 0 | 0 | 16 | 0 | 0 | 0 | 0 | 0
7 | 7 | 2 | 0 | 0 | 16 | 0 | 0 | 16 | 0 | 0 | 0 | 0 | 0
7 | 7 | 3 | 0 | 0 | 16 | 0 | 0 | 16 | 0 | 0 | 0 | 0 | 0
7 | 7 | 4 | 0 | 0 | 16 | 1 | 0 | 16 | 0 | 0 | 0 | 0 | 0
7 | 7 | 5 | 311 | 41 | 18 | 1 | 31.907 | 16.684 | 201236.375 | 161120.016 | 157897.6157 | 166.9745 | 163.635
7 | 7 | 6 | 280 | 117 | 21 | 2 | 171.014 | 23.957 | 958787.563 | 902756.375 | 884701.2475 | 935.5588 | 916.8477
7 | 7 | 7 | 715 | 95 | 24 | 2 | 415.711 | 33.92 | 2356331.25 | 2263090.5 | 2217828.69 | 2345.3219 | 2298.4155
7 | 7 | 8 | 537 | 228 | 27 | 2 | 578.399 | 41.802 | 3307406.75 | 3183021.75 | 3119361.315 | 3298.6797 | 3232.7061
7 | 7 | 9 | 443 | 336 | 28 | 2 | 703.797 | 46.378 | 3984022.25 | 3834610.25 | 3757918.045 | 3973.9443 | 3894.4654
7 | 7 | 10 | 443 | 423 | 29 | 2 | 848.56 | 51.235 | 4721758.5 | 4542339 | 4451492.22 | 4707.389 | 4613.2412
7 | 7 | 11 | 881 | 127 | 30 | 2 | 1008.428 | 56.407 | 5500735 | 5286552 | 5180820.96 | 5478.6436 | 5369.0708
7 | 7 | 12 | 867 | 136 | 29 | 2 | 1006.296 | 55.829 | 5501657 | 5287431 | 5181682.38 | 5479.5546 | 5369.9635
7 | 7 | 13 | 843 | 140 | 29 | 3 | 939.09 | 51.444 | 5220735 | 5019412 | 4919023.76 | 5201.7969 | 5097.7609
7 | 7 | 14 | 79 | 393 | 28 | 2 | 451.097 | 41.133 | 2607494.5 | 2506487.25 | 2456357.505 | 2597.5627 | 2545.6115
7 | 7 | 15 | 4 | 148 | 27 | 2 | 143.739 | 30.718 | 863100.188 | 809244.313 | 793059.4267 | 838.6489 | 821.876
7 | 7 | 16 | 2 | 144 | 25 | 1 | 137.62 | 28.1 | 833985.25 | 780781.75 | 765166.115 | 809.1522 | 792.9691
7 | 7 | 17 | 255 | 136 | 24 | 0 | 189.778 | 30.77 | 1060801.75 | 1002398.938 | 982350.9592 | 1038.822 | 1018.0456
7 | 7 | 18 | 110 | 59 | 22 | 0 | 52.452 | 23.684 | 311438.281 | 269192.719 | 263808.8646 | 278.9741 | 273.3946
7 | 7 | 19 | 0 | 0 | 20 | 1 | 0 | 20 | 0 | 0 | 0 | 0 | 0
7 | 7 | 20 | 0 | 0 | 19 | 2 | 0 | 19 | 0 | 0 | 0 | 0 | 0
7 | 7 | 21 | 0 | 0 | 18 | 3 | 0 | 18 | 0 | 0 | 0 | 0 | 0
7 | 7 | 22 | 0 | 0 | 18 | 4 | 0 | 18 | 0 | 0 | 0 | 0 | 0
7 | 7 | 23 | 0 | 0 | 17 | 5 | 0 | 17 | 0 | 0 | 0 | 0 | 0
7 | 8 | 0 | 0 | 0 | 17 | 4 | 0 | 17 | 0 | 0 | 0 | 0 | 0
7 | 8 | 1 | 0 | 0 | 16 | 3 | 0 | 16 | 0 | 0 | 0 | 0 | 0
7 | 8 | 2 | 0 | 0 | 16 | 3 | 0 | 16 | 0 | 0 | 0 | 0 | 0
7 | 8 | 3 | 0 | 0 | 16 | 2 | 0 | 16 | 0 | 0 | 0 | 0 | 0
7 | 8 | 4 | 0 | 0 | 16 | 2 | 0 | 16 | 0 | 0 | 0 | 0 | 0
7 | 8 | 5 | 0 | 31 | 18 | 3 | 29.409 | 17.056 | 185248.625 | 145435.922 | 142527.2036 | 150.7205 | 147.7061
7 | 8 | 6 | 0 | 18 | 19 | 3 | 17.048 | 17.856 | 107095.375 | 68747.797 | 67372.8411 | 71.2458 | 69.8209
7 | 8 | 7 | 0 | 79 | 21 | 2 | 75.086 | 21.298 | 466141.906 | 420800.469 | 412384.4596 | 436.0906 | 427.3688
7 | 8 | 8 | 167 | 319 | 22 | 2 | 419.874 | 31.724 | 2503333.25 | 2405586.75 | 2357475.015 | 2492.9959 | 2443.136
7 | 8 | 9 | 342 | 371 | 23 | 2 | 651.781 | 39.729 | 3783404.75 | 3641662.25 | 3568829.005 | 3773.9853 | 3698.5056
7 | 8 | 10 | 345 | 424 | 23 | 1 | 754.111 | 46.615 | 4271048.5 | 4110298.75 | 4028092.775 | 4259.6502 | 4174.4572
7 | 8 | 11 | 52 | 446 | 22 | 1 | 495.427 | 38.731 | 2890377.75 | 2780229.5 | 2724624.91 | 2881.2516 | 2823.6266
7 | 8 | 12 | 234 | 498 | 22 | 1 | 738.18 | 44.595 | 4213747 | 4055295.25 | 3974189.345 | 4202.6481 | 4118.5951
7 | 8 | 13 | 320 | 442 | 22 | 1 | 752.82 | 45.973 | 4274364 | 4113481.25 | 4031211.625 | 4262.9483 | 4177.6893
7 | 8 | 14 | 226 | 408 | 21 | 1 | 593.368 | 40.583 | 3435295 | 3306362.5 | 3240235.25 | 3426.5022 | 3357.9721
7 | 8 | 15 | 38 | 281 | 20 | 2 | 297.333 | 28.174 | 1800115.875 | 1722903.875 | 1688445.7975 | 1785.5071 | 1749.797
7 | 8 | 16 | 12 | 174 | 19 | 2 | 170.665 | 22.814 | 1052189.625 | 993989.063 | 974109.2817 | 1030.1066 | 1009.5044
7 | 8 | 17 | 377 | 114 | 18 | 1 | 200.423 | 23.112 | 1116778.75 | 1057051.5 | 1035910.47 | 1095.4604 | 1073.5512
7 | 8 | 18 | 2 | 50 | 17 | 1 | 45.928 | 17.213 | 288938.656 | 247132.938 | 242190.2792 | 256.1127 | 250.9905
7 | 8 | 19 | 0 | 0 | 16 | 1 | 0 | 16 | 0 | 0 | 0 | 0 | 0
7 | 8 | 20 | 0 | 0 | 16 | 1 | 0 | 16 | 0 | 0 | 0 | 0 | 0
7 | 8 | 21 | 0 | 0 | 16 | 1 | 0 | 16 | 0 | 0 | 0 | 0 | 0
7 | 8 | 22 | 0 | 0 | 16 | 1 | 0 | 16 | 0 | 0 | 0 | 0 | 0
7 | 8 | 23 | 0 | 0 | 16 | 1 | 0 | 16 | 0 | 0 | 0 | 0 | 0
7 | 9 | 0 | 0 | 0 | 15 | 1 | 0 | 15 | 0 | 0 | 0 | 0 | 0
7 | 9 | 1 | 0 | 0 | 15 | 1 | 0 | 15 | 0 | 0 | 0 | 0 | 0
7 | 9 | 2 | 0 | 0 | 15 | 1 | 0 | 15 | 0 | 0 | 0 | 0 | 0
7 | 9 | 3 | 0 | 0 | 15 | 0 | 0 | 15 | 0 | 0 | 0 | 0 | 0
7 | 9 | 4 | 0 | 0 | 15 | 0 | 0 | 15 | 0 | 0 | 0 | 0 | 0
7 | 9 | 5 | 7 | 42 | 15 | 1 | 38.553 | 13.809 | 245532.406 | 204567.828 | 200476.4714 | 212.001 | 207.761
7 | 9 | 6 | 65 | 123 | 16 | 1 | 128.45 | 18.051 | 784224.813 | 732126.188 | 717483.6642 | 758.7287 | 743.5541
7 | 9 | 7 | 194 | 220 | 17 | 1 | 296.799 | 24.955 | 1787695 | 1710822.5 | 1676606.05 | 1772.9868 | 1737.527
7 | 9 | 8 | 138 | 318 | 19 | 1 | 400.111 | 30.944 | 2393336.25 | 2298971.75 | 2252992.315 | 2382.507 | 2334.8568
7 | 9 | 9 | 20 | 256 | 20 | 1 | 261.879 | 28.18 | 1586788.375 | 1515296.25 | 1484990.325 | 1570.3559 | 1538.9488
7 | 9 | 10 | 799 | 170 | 21 | 1 | 925.891 | 47.958 | 5216184 | 5015066.5 | 4914765.17 | 5197.2935 | 5093.3476
7 | 9 | 11 | 821 | 169 | 22 | 2 | 998.419 | 48.779 | 5609509.5 | 5390220.5 | 5282416.09 | 5586.079 | 5474.3574
7 | 9 | 12 | 418 | 482 | 22 | 2 | 913.136 | 46.916 | 5166959 | 4968059 | 4868697.82 | 5148.5779 | 5045.6064
7 | 9 | 13 | 25 | 348 | 22 | 2 | 366.812 | 32.986 | 2185176 | 2097039.25 | 2055098.465 | 2173.2371 | 2129.7723
7 | 9 | 14 | 109 | 406 | 21 | 2 | 489.221 | 33.451 | 2908155.5 | 2797418.75 | 2741470.375 | 2899.0655 | 2841.0842
7 | 9 | 15 | 0 | 70 | 20 | 2 | 66.584 | 21.661 | 412837.906 | 368577.281 | 361205.7354 | 381.9699 | 374.3305
7 | 9 | 16 | 128 | 233 | 19 | 2 | 283.715 | 25.08 | 1719668 | 1644641 | 1611748.18 | 1704.4005 | 1670.3125
7 | 9 | 17 | 402 | 110 | 18 | 2 | 203.062 | 22.632 | 1127010.875 | 1067039.75 | 1045698.955 | 1105.8116 | 1083.6954
7 | 9 | 18 | 0 | 8 | 16 | 2 | 7.566 | 14.964 | 47996.965 | 10736.144 | 10521.4211 | 11.1263 | 10.9037
7 | 9 | 19 | 0 | 0 | 15 | 3 | 0 | 15 | 0 | 0 | 0 | 0 | 0
7 | 9 | 20 | 0 | 0 | 15 | 3 | 0 | 15 | 0 | 0 | 0 | 0 | 0
7 | 9 | 21 | 0 | 0 | 14 | 3 | 0 | 14 | 0 | 0 | 0 | 0 | 0
7 | 9 | 22 | 0 | 0 | 14 | 3 | 0 | 14 | 0 | 0 | 0 | 0 | 0
7 | 9 | 23 | 0 | 0 | 13 | 2 | 0 | 13 | 0 | 0 | 0 | 0 | 0
7 | 10 | 0 | 0 | 0 | 13 | 2 | 0 | 13 | 0 | 0 | 0 | 0 | 0
7 | 10 | 1 | 0 | 0 | 13 | 1 | 0 | 13 | 0 | 0 | 0 | 0 | 0
7 | 10 | 2 | 0 | 0 | 12 | 0 | 0 | 12 | 0 | 0 | 0 | 0 | 0
7 | 10 | 3 | 0 | 0 | 12 | 0 | 0 | 12 | 0 | 0 | 0 | 0 | 0
7 | 10 | 4 | 0 | 0 | 12 | 0 | 0 | 12 | 0 | 0 | 0 | 0 | 0
7 | 10 | 5 | 255 | 45 | 14 | 1 | 34.679 | 12.646 | 221723.594 | 181216.203 | 177591.8789 | 187.8009 | 184.0448
7 | 10 | 6 | 552 | 83 | 16 | 1 | 200.121 | 20.379 | 1059375 | 1001005.75 | 980985.635 | 1037.3782 | 1016.6306
7 | 10 | 7 | 724 | 98 | 19 | 1 | 420.94 | 31.129 | 2408752.75 | 2313918 | 2267639.64 | 2397.9963 | 2350.0364
7 | 10 | 8 | 827 | 102 | 22 | 1 | 642.467 | 41.569 | 3663998 | 3526720.75 | 3456186.335 | 3654.8673 | 3581.77
7 | 10 | 9 | 886 | 103 | 25 | 1 | 828.457 | 50.528 | 4610618.5 | 4435901.5 | 4347183.47 | 4597.084 | 4505.1423
7 | 10 | 10 | 919 | 103 | 27 | 1 | 964.418 | 56.758 | 5251019 | 5048324.5 | 4947358.01 | 5231.7599 | 5127.1247
7 | 10 | 11 | 934 | 103 | 28 | 1 | 1037.262 | 60.082 | 5576236.5 | 5358515.5 | 5251345.19 | 5553.222 | 5442.1576
7 | 10 | 12 | 929 | 105 | 29 | 1 | 1037.773 | 61.273 | 5552567 | 5335958.5 | 5229239.33 | 5529.8454 | 5419.2485
7 | 10 | 13 | 910 | 107 | 29 | 1 | 970.071 | 59.512 | 5225107.5 | 5023586.5 | 4923114.77 | 5206.1231 | 5102.0006
7 | 10 | 14 | 883 | 103 | 29 | 2 | 841.47 | 51.794 | 4662601.5 | 4485693 | 4395979.14 | 4648.6847 | 4555.711
7 | 10 | 15 | 227 | 325 | 28 | 2 | 470.427 | 41.332 | 2707551.5 | 2603358.5 | 2551291.33 | 2697.9539 | 2643.9948
7 | 10 | 16 | 173 | 233 | 26 | 1 | 305.02 | 35.805 | 1774439 | 1697928.125 | 1663969.5625 | 1759.6239 | 1724.4314
7 | 10 | 17 | 2 | 110 | 25 | 1 | 103.797 | 27.817 | 629242.063 | 580501.688 | 568891.6542 | 601.5947 | 589.5628
7 | 10 | 18 | 183 | 53 | 22 | 0 | 47.488 | 22.34 | 274960.781 | 233427.016 | 228758.4757 | 241.9088 | 237.0706
7 | 10 | 19 | 0 | 0 | 20 | 0 | 0 | 20 | 0 | 0 | 0 | 0 | 0
7 | 10 | 20 | 0 | 0 | 19 | 0 | 0 | 19 | 0 | 0 | 0 | 0 | 0
7 | 10 | 21 | 0 | 0 | 18 | 0 | 0 | 18 | 0 | 0 | 0 | 0 | 0
7 | 10 | 22 | 0 | 0 | 17 | 0 | 0 | 17 | 0 | 0 | 0 | 0 | 0
7 | 10 | 23 | 0 | 0 | 17 | 1 | 0 | 17 | 0 | 0 | 0 | 0 | 0
7 | 11 | 0 | 0 | 0 | 16 | 1 | 0 | 16 | 0 | 0 | 0 | 0 | 0
7 | 11 | 1 | 0 | 0 | 16 | 1 | 0 | 16 | 0 | 0 | 0 | 0 | 0
7 | 11 | 2 | 0 | 0 | 15 | 1 | 0 | 15 | 0 | 0 | 0 | 0 | 0
7 | 11 | 3 | 0 | 0 | 14 | 1 | 0 | 14 | 0 | 0 | 0 | 0 | 0
7 | 11 | 4 | 0 | 0 | 15 | 1 | 0 | 15 | 0 | 0 | 0 | 0 | 0
7 | 11 | 5 | 356 | 36 | 17 | 2 | 27.629 | 15.823 | 174765.734 | 135151.406 | 132448.3779 | 140.0623 | 137.261
7 | 11 | 6 | 631 | 65 | 21 | 2 | 199.904 | 24.723 | 1015449.938 | 958108.125 | 938945.9625 | 992.9218 | 973.0634
7 | 11 | 7 | 767 | 81 | 24 | 1 | 423.633 | 36.164 | 2374045.5 | 2280267.5 | 2234662.15 | 2363.1231 | 2315.8606
7 | 11 | 8 | 839 | 94 | 27 | 0 | 640.652 | 51.214 | 3521785.75 | 3389729.5 | 3321934.91 | 3512.8984 | 3442.6404
7 | 11 | 9 | 883 | 102 | 28 | 0 | 824.756 | 58.872 | 4442756.5 | 4275019 | 4189518.62 | 4430.3557 | 4341.7486
7 | 11 | 10 | 908 | 109 | 29 | 0 | 960.232 | 64.558 | 5067647 | 4873182 | 4775718.36 | 5050.2535 | 4949.2484
7 | 11 | 11 | 921 | 111 | 30 | 1 | 1032.597 | 61.802 | 5513081.5 | 5298322 | 5192355.56 | 5490.8413 | 5381.0245
7 | 11 | 12 | 914 | 116 | 31 | 1 | 1034.205 | 63.017 | 5494795 | 5280889 | 5175271.22 | 5472.7749 | 5363.3194
7 | 11 | 13 | 898 | 117 | 31 | 2 | 969.205 | 56.925 | 5274230.5 | 5070482 | 4969072.36 | 5254.7225 | 5149.6281
7 | 11 | 14 | 535 | 323 | 30 | 2 | 776.386 | 51.187 | 4315524 | 4152979 | 4069919.42 | 4303.8812 | 4217.8036
7 | 11 | 15 | 558 | 231 | 29 | 2 | 608.01 | 45.557 | 3432223 | 3303400.75 | 3237332.735 | 3423.4328 | 3354.9641
7 | 11 | 16 | 24 | 192 | 28 | 1 | 193.361 | 35.056 | 1139968.75 | 1079688 | 1058094.24 | 1118.9194 | 1096.541
7 | 11 | 17 | 357 | 120 | 26 | 0 | 201.106 | 33.756 | 1085603.25 | 1026615.563 | 1006083.2517 | 1063.9186 | 1042.6402
7 | 11 | 18 | 80 | 55 | 23 | 0 | 48.695 | 24.709 | 290706.313 | 248866.141 | 243888.8182 | 257.9089 | 252.7507
7 | 11 | 19 | 0 | 0 | 21 | 1 | 0 | 21 | 0 | 0 | 0 | 0 | 0
7 | 11 | 20 | 0 | 0 | 20 | 2 | 0 | 20 | 0 | 0 | 0 | 0 | 0
7 | 11 | 21 | 0 | 0 | 19 | 3 | 0 | 19 | 0 | 0 | 0 | 0 | 0
7 | 11 | 22 | 0 | 0 | 18 | 2 | 0 | 18 | 0 | 0 | 0 | 0 | 0
7 | 11 | 23 | 0 | 0 | 17 | 1 | 0 | 17 | 0 | 0 | 0 | 0 | 0
7 | 12 | 0 | 0 | 0 | 17 | 0 | 0 | 17 | 0 | 0 | 0 | 0 | 0
7 | 12 | 1 | 0 | 0 | 16 | 0 | 0 | 16 | 0 | 0 | 0 | 0 | 0
7 | 12 | 2 | 0 | 0 | 16 | 0 | 0 | 16 | 0 | 0 | 0 | 0 | 0
7 | 12 | 3 | 0 | 0 | 15 | 1 | 0 | 15 | 0 | 0 | 0 | 0 | 0
7 | 12 | 4 | 0 | 0 | 16 | 1 | 0 | 16 | 0 | 0 | 0 | 0 | 0
7 | 12 | 5 | 340 | 36 | 18 | 2 | 27.729 | 16.853 | 174786.531 | 135171.813 | 132468.3767 | 140.0834 | 137.2817
7 | 12 | 6 | 628 | 65 | 22 | 2 | 198.58 | 25.705 | 1004484.875 | 947398.063 | 928450.1017 | 981.8226 | 962.1862
7 | 12 | 7 | 774 | 79 | 25 | 2 | 424.136 | 35.225 | 2383593.25 | 2289525.5 | 2243734.99 | 2372.7175 | 2325.2631
7 | 12 | 8 | 854 | 89 | 27 | 2 | 644.86 | 43.492 | 3649732.25 | 3512983.25 | 3442723.585 | 3640.6307 | 3567.8181
7 | 12 | 9 | 901 | 96 | 29 | 2 | 833.026 | 50.696 | 4632808 | 4457157 | 4368013.86 | 4619.1118 | 4526.7296
7 | 12 | 10 | 927 | 100 | 31 | 1 | 968.713 | 60.628 | 5194006 | 4993889 | 4894011.22 | 5175.3465 | 5071.8395
7 | 12 | 11 | 947 | 96 | 32 | 1 | 1043.3 | 63.964 | 5521843 | 5306674 | 5200540.52 | 5499.4968 | 5389.5069
7 | 12 | 12 | 945 | 98 | 32 | 1 | 1047.116 | 64.313 | 5534284.5 | 5318533 | 5212162.34 | 5511.7867 | 5401.551
7 | 12 | 13 | 929 | 99 | 33 | 1 | 980.439 | 63.539 | 5196297 | 4996076.5 | 4896154.97 | 5177.6135 | 5074.0612
7 | 12 | 14 | 907 | 93 | 33 | 1 | 851.807 | 59.954 | 4571045.5 | 4397987 | 4310027.26 | 4557.7918 | 4466.636
7 | 12 | 15 | 865 | 86 | 32 | 0 | 670.085 | 59.149 | 3577752.75 | 3443654.25 | 3374781.165 | 3568.7825 | 3497.4069
7 | 12 | 16 | 795 | 77 | 31 | 0 | 454.349 | 50.67 | 2429094.25 | 2333637.25 | 2286964.505 | 2418.4321 | 2370.0634
7 | 12 | 17 | 241 | 130 | 28 | 0 | 181.112 | 37.202 | 989791.625 | 933045.438 | 914384.5292 | 966.9485 | 947.6095
7 | 12 | 18 | 150 | 52 | 25 | 0 | 45.929 | 26.446 | 265343.063 | 223995.797 | 219515.8811 | 232.1349 | 227.4922
7 | 12 | 19 | 0 | 0 | 23 | 1 | 0 | 23 | 0 | 0 | 0 | 0 | 0
7 | 12 | 20 | 0 | 0 | 21 | 1 | 0 | 21 | 0 | 0 | 0 | 0 | 0
7 | 12 | 21 | 0 | 0 | 20 | 1 | 0 | 20 | 0 | 0 | 0 | 0 | 0
7 | 12 | 22 | 0 | 0 | 19 | 0 | 0 | 19 | 0 | 0 | 0 | 0 | 0
7 | 12 | 23 | 0 | 0 | 19 | 0 | 0 | 19 | 0 | 0 | 0 | 0 | 0
7 | 13 | 0 | 0 | 0 | 18 | 0 | 0 | 18 | 0 | 0 | 0 | 0 | 0
7 | 13 | 1 | 0 | 0 | 18 | 1 | 0 | 18 | 0 | 0 | 0 | 0 | 0
7 | 13 | 2 | 0 | 0 | 17 | 2 | 0 | 17 | 0 | 0 | 0 | 0 | 0
7 | 13 | 3 | 0 | 0 | 17 | 3 | 0 | 17 | 0 | 0 | 0 | 0 | 0
7 | 13 | 4 | 0 | 0 | 17 | 3 | 0 | 17 | 0 | 0 | 0 | 0 | 0
7 | 13 | 5 | 409 | 33 | 19 | 4 | 25.089 | 18.082 | 157488.016 | 118199.383 | 115835.3953 | 122.4943 | 120.0444
7 | 13 | 6 | 690 | 59 | 23 | 3 | 207.28 | 26.515 | 1033615.938 | 975850.438 | 956333.4292 | 1011.3088 | 991.0827
7 | 13 | 7 | 820 | 75 | 27 | 3 | 439.886 | 36.456 | 2457873 | 2361532 | 2314301.36 | 2447.3404 | 2398.3936
7 | 13 | 8 | 885 | 89 | 30 | 3 | 664.401 | 45.094 | 3737336.5 | 3597325.5 | 3525378.99 | 3728.0376 | 3653.4768
7 | 13 | 9 | 924 | 98 | 31 | 2 | 853.484 | 53.18 | 4701190 | 4522646 | 4432193.08 | 4686.9804 | 4593.2408
7 | 13 | 10 | 946 | 105 | 32 | 2 | 991.463 | 57.93 | 5373333.5 | 5165052.5 | 5061751.45 | 5352.7293 | 5245.6748
7 | 13 | 11 | 956 | 108 | 33 | 1 | 1064.64 | 65.516 | 5599348 | 5380538.5 | 5272927.73 | 5576.0452 | 5464.5243
7 | 13 | 12 | 955 | 109 | 33 | 1 | 1068.571 | 65.86 | 5612229 | 5392811 | 5284954.78 | 5588.7637 | 5476.9884
7 | 13 | 13 | 942 | 107 | 34 | 0 | 1001.152 | 71.327 | 5138908.5 | 4941266 | 4842440.68 | 5120.8114 | 5018.3951
7 | 13 | 14 | 917 | 103 | 33 | 0 | 870.574 | 66.534 | 4549311 | 4377160 | 4289616.8 | 4536.2081 | 4445.4839
7 | 13 | 15 | 874 | 95 | 33 | 0 | 685.387 | 60.635 | 3638355.75 | 3502027.5 | 3431986.95 | 3629.2768 | 3556.6913
7 | 13 | 16 | 802 | 84 | 32 | 1 | 464.729 | 47.315 | 2518142 | 2419935.25 | 2371536.545 | 2507.8658 | 2457.7085
7 | 13 | 17 | 664 | 71 | 29 | 1 | 232.928 | 36.619 | 1168448.875 | 1107484.625 | 1085334.9325 | 1147.7261 | 1124.7716
7 | 13 | 18 | 398 | 43 | 25 | 1 | 41.517 | 25.467 | 215659.438 | 175268.016 | 171762.6557 | 181.6365 | 178.0038
7 | 13 | 19 | 0 | 0 | 22 | 1 | 0 | 22 | 0 | 0 | 0 | 0 | 0
7 | 13 | 20 | 0 | 0 | 21 | 1 | 0 | 21 | 0 | 0 | 0 | 0 | 0
7 | 13 | 21 | 0 | 0 | 20 | 1 | 0 | 20 | 0 | 0 | 0 | 0 | 0
7 | 13 | 22 | 0 | 0 | 20 | 0 | 0 | 20 | 0 | 0 | 0 | 0 | 0
7 | 13 | 23 | 0 | 0 | 19 | 0 | 0 | 19 | 0 | 0 | 0 | 0 | 0
7 | 14 | 0 | 0 | 0 | 19 | 0 | 0 | 19 | 0 | 0 | 0 | 0 | 0
7 | 14 | 1 | 0 | 0 | 18 | 0 | 0 | 18 | 0 | 0 | 0 | 0 | 0
7 | 14 | 2 | 0 | 0 | 17 | 0 | 0 | 17 | 0 | 0 | 0 | 0 | 0
7 | 14 | 3 | 0 | 0 | 17 | 0 | 0 | 17 | 0 | 0 | 0 | 0 | 0
7 | 14 | 4 | 0 | 0 | 17 | 0 | 0 | 17 | 0 | 0 | 0 | 0 | 0
7 | 14 | 5 | 285 | 40 | 20 | 0 | 30.834 | 17.674 | 193818.031 | 153842.734 | 150765.8793 | 159.4327 | 156.2441
7 | 14 | 6 | 570 | 77 | 23 | 0 | 196.049 | 28.929 | 996275.438 | 939379.063 | 920591.4817 | 973.5122 | 954.042
7 | 14 | 7 | 715 | 100 | 26 | 0 | 416.707 | 41.513 | 2294646.75 | 2203263 | 2159197.74 | 2283.3206 | 2237.6541
7 | 14 | 8 | 796 | 116 | 29 | 1 | 634.967 | 48.123 | 3533569.25 | 3401084.25 | 3333062.565 | 3524.6657 | 3454.1724
7 | 14 | 9 | 849 | 125 | 31 | 2 | 819.607 | 52.284 | 4530824 | 4359443 | 4272254.14 | 4517.8473 | 4427.4904
7 | 14 | 10 | 882 | 129 | 32 | 2 | 956.133 | 57.007 | 5200863 | 5000437 | 4900428.26 | 5182.1324 | 5078.4897
7 | 14 | 11 | 912 | 122 | 33 | 2 | 1035.21 | 60.178 | 5563091 | 5345988.5 | 5239068.73 | 5540.2398 | 5429.435
7 | 14 | 12 | 915 | 121 | 34 | 3 | 1041.033 | 58.542 | 5631009.5 | 5410703.5 | 5302489.43 | 5607.3063 | 5495.1602
7 | 14 | 13 | 904 | 118 | 34 | 3 | 976.774 | 57.177 | 5310184 | 5104796.5 | 5002700.57 | 5290.2839 | 5184.4782
7 | 14 | 14 | 886 | 108 | 34 | 3 | 850.152 | 54.307 | 4665183.5 | 4488166 | 4398402.68 | 4651.2476 | 4558.2226
7 | 14 | 15 | 837 | 101 | 33 | 3 | 666.782 | 49.032 | 3704447.5 | 3565665.75 | 3494352.435 | 3695.2274 | 3621.3229
7 | 14 | 16 | 757 | 91 | 32 | 3 | 450.528 | 42.791 | 2485908.5 | 2388701.75 | 2340927.715 | 2475.4974 | 2425.9874
7 | 14 | 17 | 615 | 75 | 29 | 2 | 224.439 | 34.862 | 1140529.625 | 1080235.5 | 1058630.79 | 1119.4868 | 1097.0971
7 | 14 | 18 | 358 | 44 | 26 | 2 | 41.603 | 26.232 | 220296.375 | 179816.297 | 176219.9711 | 186.3501 | 182.6231
7 | 14 | 19 | 0 | 0 | 23 | 2 | 0 | 23 | 0 | 0 | 0 | 0 | 0
7 | 14 | 20 | 0 | 0 | 22 | 2 | 0 | 22 | 0 | 0 | 0 | 0 | 0
7 | 14 | 21 | 0 | 0 | 21 | 2 | 0 | 21 | 0 | 0 | 0 | 0 | 0
7 | 14 | 22 | 0 | 0 | 20 | 2 | 0 | 20 | 0 | 0 | 0 | 0 | 0
7 | 14 | 23 | 0 | 0 | 19 | 2 | 0 | 19 | 0 | 0 | 0 | 0 | 0
7 | 15 | 0 | 0 | 0 | 18 | 2 | 0 | 18 | 0 | 0 | 0 | 0 | 0
7 | 15 | 1 | 0 | 0 | 17 | 2 | 0 | 17 | 0 | 0 | 0 | 0 | 0
7 | 15 | 2 | 0 | 0 | 17 | 2 | 0 | 17 | 0 | 0 | 0 | 0 | 0
7 | 15 | 3 | 0 | 0 | 16 | 1 | 0 | 16 | 0 | 0 | 0 | 0 | 0
7 | 15 | 4 | 0 | 0 | 17 | 1 | 0 | 17 | 0 | 0 | 0 | 0 | 0
7 | 15 | 5 | 318 | 37 | 19 | 1 | 29.05 | 17.626 | 182632.125 | 142868.984 | 140011.6043 | 148.0603 | 145.0991
7 | 15 | 6 | 610 | 71 | 23 | 1 | 198.411 | 27.416 | 1002313 | 945276.563 | 926371.0317 | 979.624 | 960.0316
7 | 15 | 7 | 750 | 91 | 27 | 2 | 423.688 | 37.217 | 2366254.75 | 2272713.25 | 2227258.985 | 2355.2943 | 2308.1885
7 | 15 | 8 | 824 | 107 | 30 | 3 | 643.541 | 44.589 | 3628379.25 | 3492419.5 | 3422571.11 | 3619.3197 | 3546.9333
7 | 15 | 9 | 869 | 118 | 32 | 4 | 828.653 | 49.51 | 4629791 | 4454267.5 | 4365182.15 | 4616.1173 | 4523.795
7 | 15 | 10 | 897 | 124 | 33 | 4 | 965.086 | 53.588 | 5320279.5 | 5114431 | 5012142.38 | 5300.2685 | 5194.2631
7 | 15 | 11 | 921 | 119 | 34 | 4 | 1041.302 | 56.334 | 5681692 | 5458980.5 | 5349800.89 | 5657.3375 | 5544.1907
7 | 15 | 12 | 922 | 119 | 34 | 4 | 1046.27 | 56.567 | 5703655.5 | 5479897.5 | 5370299.55 | 5679.0145 | 5565.4342
7 | 15 | 13 | 912 | 116 | 34 | 4 | 982.579 | 55.306 | 5381180.5 | 5172538 | 5069087.24 | 5360.4868 | 5253.2771
7 | 15 | 14 | 909 | 98 | 34 | 4 | 859.335 | 52.718 | 4744649.5 | 4564254 | 4472968.92 | 4730.1003 | 4635.4983
7 | 15 | 15 | 868 | 91 | 33 | 4 | 677.621 | 47.816 | 3781395.75 | 3639729 | 3566934.42 | 3771.9818 | 3696.5422
7 | 15 | 16 | 797 | 81 | 32 | 4 | 459.394 | 41.972 | 2539096.25 | 2440236.75 | 2391432.015 | 2528.905 | 2478.3269
7 | 15 | 17 | 667 | 67 | 29 | 3 | 229.608 | 34.211 | 1157851.25 | 1097141.875 | 1075199.0375 | 1137.0075 | 1114.2674
7 | 15 | 18 | 411 | 40 | 26 | 1 | 38.586 | 26.388 | 197910.531 | 157857.453 | 154700.3039 | 163.5933 | 160.3215
7 | 15 | 19 | 0 | 0 | 23 | 1 | 0 | 23 | 0 | 0 | 0 | 0 | 0
7 | 15 | 20 | 0 | 0 | 22 | 1 | 0 | 22 | 0 | 0 | 0 | 0 | 0
7 | 15 | 21 | 0 | 0 | 20 | 0 | 0 | 20 | 0 | 0 | 0 | 0 | 0
7 | 15 | 22 | 0 | 0 | 19 | 0 | 0 | 19 | 0 | 0 | 0 | 0 | 0
7 | 15 | 23 | 0 | 0 | 19 | 0 | 0 | 19 | 0 | 0 | 0 | 0 | 0
7 | 16 | 0 | 0 | 0 | 18 | 1 | 0 | 18 | 0 | 0 | 0 | 0 | 0
7 | 16 | 1 | 0 | 0 | 18 | 1 | 0 | 18 | 0 | 0 | 0 | 0 | 0
7 | 16 | 2 | 0 | 0 | 17 | 2 | 0 | 17 | 0 | 0 | 0 | 0 | 0
7 | 16 | 3 | 0 | 0 | 17 | 2 | 0 | 17 | 0 | 0 | 0 | 0 | 0
7 | 16 | 4 | 0 | 0 | 18 | 2 | 0 | 18 | 0 | 0 | 0 | 0 | 0
7 | 16 | 5 | 374 | 33 | 20 | 2 | 25.389 | 18.846 | 158954.234 | 119638.008 | 117245.2478 | 123.9852 | 121.5055
7 | 16 | 6 | 658 | 61 | 24 | 1 | 200.173 | 28.477 | 992908.125 | 936089.75 | 917367.955 | 970.1034 | 950.7013
7 | 16 | 7 | 790 | 78 | 29 | 0 | 427.805 | 44.878 | 2316842.75 | 2224793 | 2180297.14 | 2305.6329 | 2259.5202
7 | 16 | 8 | 857 | 92 | 32 | 0 | 648.099 | 56.255 | 3492318.25 | 3361330.75 | 3294104.135 | 3483.4677 | 3413.7984
7 | 16 | 9 | 899 | 101 | 33 | 1 | 835.631 | 58.349 | 4510429 | 4339895.5 | 4253097.59 | 4497.5895 | 4407.6377
7 | 16 | 10 | 923 | 108 | 34 | 1 | 973.106 | 63.569 | 5156211.5 | 4957793.5 | 4858637.63 | 5137.9394 | 5035.1806
7 | 16 | 11 | 939 | 110 | 35 | 2 | 1050.252 | 62.479 | 5592101 | 5373633 | 5266160.34 | 5568.8888 | 5457.511
7 | 16 | 12 | 940 | 110 | 36 | 2 | 1055.39 | 63.746 | 5590865 | 5372455.5 | 5265006.39 | 5567.6685 | 5456.3152
7 | 16 | 13 | 929 | 109 | 36 | 2 | 991.78 | 62.287 | 5283099.5 | 5078947.5 | 4977368.55 | 5263.4956 | 5158.2257
7 | 16 | 14 | 905 | 104 | 35 | 2 | 862.331 | 58.131 | 4661404.5 | 4484547 | 4394856.06 | 4647.4971 | 4554.5471
7 | 16 | 15 | 860 | 98 | 34 | 3 | 679.409 | 50.326 | 3755644.75 | 3614947 | 3542648.06 | 3746.2994 | 3671.3734
7 | 16 | 16 | 784 | 88 | 33 | 2 | 460.227 | 45.567 | 2511559 | 2413557 | 2365285.86 | 2501.2558 | 2451.2307
7 | 16 | 17 | 647 | 72 | 30 | 1 | 229.228 | 37.496 | 1147757 | 1087289.75 | 1065543.955 | 1126.7974 | 1104.2615
7 | 16 | 18 | 379 | 43 | 26 | 1 | 40.677 | 26.455 | 214677.828 | 174305.172 | 170819.0686 | 180.6387 | 177.0259
7 | 16 | 19 | 0 | 0 | 23 | 1 | 0 | 23 | 0 | 0 | 0 | 0 | 0
7 | 16 | 20 | 0 | 0 | 23 | 1 | 0 | 23 | 0 | 0 | 0 | 0 | 0
7 | 16 | 21 | 0 | 0 | 22 | 1 | 0 | 22 | 0 | 0 | 0 | 0 | 0
7 | 16 | 22 | 0 | 0 | 21 | 1 | 0 | 21 | 0 | 0 | 0 | 0 | 0
7 | 16 | 23 | 0 | 0 | 20 | 1 | 0 | 20 | 0 | 0 | 0 | 0 | 0
7 | 17 | 0 | 0 | 0 | 20 | 1 | 0 | 20 | 0 | 0 | 0 | 0 | 0
7 | 17 | 1 | 0 | 0 | 19 | 1 | 0 | 19 | 0 | 0 | 0 | 0 | 0
7 | 17 | 2 | 0 | 0 | 19 | 1 | 0 | 19 | 0 | 0 | 0 | 0 | 0
7 | 17 | 3 | 0 | 0 | 19 | 1 | 0 | 19 | 0 | 0 | 0 | 0 | 0
7 | 17 | 4 | 0 | 0 | 19 | 1 | 0 | 19 | 0 | 0 | 0 | 0 | 0
7 | 17 | 5 | 181 | 44 | 21 | 3 | 34.247 | 20.248 | 213379.203 | 173031.344 | 169570.7171 | 179.3186 | 175.7322
7 | 17 | 6 | 454 | 100 | 24 | 4 | 189.793 | 26.871 | 1003367.625 | 946306.75 | 927380.615 | 980.6917 | 961.0778
7 | 17 | 7 | 609 | 135 | 26 | 5 | 402.733 | 33.014 | 2299906.75 | 2208365.5 | 2164198.19 | 2288.6085 | 2242.8363
7 | 17 | 8 | 683 | 167 | 28 | 5 | 612.389 | 39.433 | 3525054.75 | 3392879.75 | 3325022.155 | 3516.1631 | 3445.8398
7 | 17 | 9 | 741 | 183 | 30 | 5 | 795.541 | 45.292 | 4517926.5 | 4347081.5 | 4260139.87 | 4505.0366 | 4414.9359
7 | 17 | 10 | 778 | 192 | 31 | 4 | 928.632 | 50.833 | 5174415 | 4975179.5 | 4875675.91 | 5155.9571 | 5052.838
7 | 17 | 11 | 852 | 157 | 32 | 4 | 1010.876 | 53.709 | 5572607 | 5355057 | 5247955.86 | 5549.6378 | 5438.6451
7 | 17 | 12 | 850 | 159 | 33 | 4 | 1022.449 | 55.063 | 5606798.5 | 5387637.5 | 5279884.75 | 5583.4022 | 5471.7341
7 | 17 | 13 | 840 | 154 | 33 | 4 | 959.46 | 53.822 | 5285211.5 | 5080963 | 4979343.74 | 5265.5844 | 5160.2727
7 | 17 | 14 | 840 | 131 | 33 | 3 | 839.466 | 53.06 | 4629417.5 | 4453910 | 4364831.8 | 4615.7468 | 4523.4319
7 | 17 | 15 | 807 | 115 | 32 | 3 | 662.642 | 47.929 | 3698146 | 3559599.25 | 3488407.265 | 3688.9405 | 3615.1617
7 | 17 | 16 | 741 | 97 | 31 | 3 | 448.847 | 41.741 | 2487951.75 | 2390682 | 2342868.36 | 2477.5496 | 2427.9986
7 | 17 | 17 | 0 | 8 | 28 | 2 | 7.573 | 28.117 | 45907.02 | 8684.298 | 8510.612 | 8.9998 | 8.8199
7 | 17 | 18 | 0 | 2 | 25 | 1 | 1.89 | 23.028 | 11662.866 | 0 | 0 | 0 | 0
7 | 17 | 19 | 0 | 0 | 23 | 2 | 0 | 23 | 0 | 0 | 0 | 0 | 0
7 | 17 | 20 | 0 | 0 | 22 | 3 | 0 | 22 | 0 | 0 | 0 | 0 | 0
7 | 17 | 21 | 0 | 0 | 22 | 3 | 0 | 22 | 0 | 0 | 0 | 0 | 0
7 | 17 | 22 | 0 | 0 | 21 | 2 | 0 | 21 | 0 | 0 | 0 | 0 | 0
7 | 17 | 23 | 0 | 0 | 21 | 2 | 0 | 21 | 0 | 0 | 0 | 0 | 0
7 | 18 | 0 | 0 | 0 | 20 | 1 | 0 | 20 | 0 | 0 | 0 | 0 | 0
7 | 18 | 1 | 0 | 0 | 20 | 1 | 0 | 20 | 0 | 0 | 0 | 0 | 0
7 | 18 | 2 | 0 | 0 | 19 | 0 | 0 | 19 | 0 | 0 | 0 | 0 | 0
7 | 18 | 3 | 0 | 0 | 19 | 0 | 0 | 19 | 0 | 0 | 0 | 0 | 0
7 | 18 | 4 | 0 | 0 | 19 | 0 | 0 | 19 | 0 | 0 | 0 | 0 | 0
7 | 18 | 5 | 27 | 37 | 20 | 0 | 33.317 | 17.812 | 209325.484 | 169055 | 165673.9 | 175.1978 | 171.6938
7 | 18 | 6 | 101 | 121 | 22 | 1 | 133.404 | 24.329 | 785289.75 | 733167.625 | 718504.2725 | 759.8079 | 744.6118
7 | 18 | 7 | 393 | 181 | 25 | 0 | 349.773 | 37.71 | 1985213.375 | 1902846.375 | 1864789.4475 | 1971.988 | 1932.5483
7 | 18 | 8 | 782 | 118 | 28 | 0 | 626.595 | 51.312 | 3444271.75 | 3315017 | 3248716.66 | 3435.4711 | 3366.7617
7 | 18 | 9 | 834 | 128 | 31 | 1 | 813.305 | 55.762 | 4435466 | 4268028.5 | 4182667.93 | 4423.1112 | 4334.6489
7 | 18 | 10 | 865 | 135 | 32 | 1 | 946.43 | 60.915 | 5068791.5 | 4874275.5 | 4776789.99 | 5051.3867 | 4950.359
7 | 18 | 11 | 887 | 133 | 33 | 2 | 1022.091 | 59.847 | 5499874 | 5285731 | 5180016.38 | 5477.7928 | 5368.237
7 | 18 | 12 | 889 | 133 | 34 | 2 | 1028.146 | 61.136 | 5504103.5 | 5289763.5 | 5183968.23 | 5481.9718 | 5372.3324
7 | 18 | 13 | 875 | 131 | 34 | 3 | 963.551 | 56.866 | 5244802 | 5042389.5 | 4941541.71 | 5225.6093 | 5121.0971
7 | 18 | 14 | 832 | 134 | 34 | 3 | 836.083 | 53.973 | 4594491 | 4420450.5 | 4332041.49 | 4581.0716 | 4489.4501
7 | 18 | 15 | 348 | 296 | 33 | 3 | 528.208 | 45.92 | 2984077.25 | 2870809.25 | 2813393.065 | 2975.1227 | 2915.6202
7 | 18 | 16 | 578 | 142 | 32 | 3 | 415.357 | 41.676 | 2317577.75 | 2225506 | 2180995.88 | 2306.3718 | 2260.2443
7 | 18 | 17 | 127 | 133 | 29 | 2 | 155.358 | 32.949 | 886526 | 832142 | 815499.16 | 862.3786 | 845.1311
7 | 18 | 18 | 0 | 29 | 26 | 1 | 27.5 | 25.655 | 168153.266 | 128663.766 | 126090.4907 | 133.3389 | 130.6721
7 | 18 | 19 | 0 | 0 | 24 | 1 | 0 | 24 | 0 | 0 | 0 | 0 | 0
7 | 18 | 20 | 0 | 0 | 23 | 2 | 0 | 23 | 0 | 0 | 0 | 0 | 0
7 | 18 | 21 | 0 | 0 | 22 | 2 | 0 | 22 | 0 | 0 | 0 | 0 | 0
7 | 18 | 22 | 0 | 0 | 21 | 2 | 0 | 21 | 0 | 0 | 0 | 0 | 0
7 | 18 | 23 | 0 | 0 | 21 | 2 | 0 | 21 | 0 | 0 | 0 | 0 | 0
7 | 19 | 0 | 0 | 0 | 20 | 2 | 0 | 20 | 0 | 0 | 0 | 0 | 0
7 | 19 | 1 | 0 | 0 | 19 | 2 | 0 | 19 | 0 | 0 | 0 | 0 | 0
7 | 19 | 2 | 0 | 0 | 19 | 1 | 0 | 19 | 0 | 0 | 0 | 0 | 0
7 | 19 | 3 | 0 | 0 | 18 | 1 | 0 | 18 | 0 | 0 | 0 | 0 | 0
7 | 19 | 4 | 0 | 0 | 18 | 1 | 0 | 18 | 0 | 0 | 0 | 0 | 0
7 | 19 | 5 | 300 | 34 | 20 | 1 | 26.674 | 18.585 | 167147.359 | 127676.836 | 125123.2993 | 132.3161 | 129.6698
7 | 19 | 6 | 601 | 65 | 24 | 2 | 188.347 | 27.467 | 942642.563 | 886981.813 | 869242.1767 | 919.2111 | 900.8269
7 | 19 | 7 | 744 | 83 | 28 | 1 | 410.953 | 39.723 | 2269906.25 | 2179262 | 2135676.76 | 2258.4475 | 2213.2785
7 | 19 | 8 | 821 | 96 | 31 | 0 | 628.992 | 54.611 | 3411422.5 | 3283345.5 | 3217678.59 | 3402.6488 | 3334.5958
7 | 19 | 9 | 865 | 106 | 32 | 1 | 812.677 | 56.709 | 4415069 | 4248468.5 | 4163499.13 | 4402.8404 | 4314.7836
7 | 19 | 10 | 887 | 115 | 33 | 2 | 946.821 | 57.729 | 5135493 | 4938003.5 | 4839243.43 | 5117.4303 | 5015.0817
7 | 19 | 11 | 915 | 108 | 34 | 2 | 1024.856 | 60.867 | 5492319.5 | 5278528.5 | 5172957.93 | 5470.3286 | 5360.922
7 | 19 | 12 | 913 | 110 | 35 | 2 | 1029.148 | 62.121 | 5487737 | 5274159.5 | 5168676.31 | 5465.8008 | 5356.4848
7 | 19 | 13 | 900 | 109 | 34 | 2 | 965.138 | 59.684 | 5195084.5 | 4994919 | 4895020.62 | 5176.4139 | 5072.8856
7 | 19 | 14 | 864 | 110 | 34 | 2 | 834.833 | 56.444 | 4543093 | 4371201 | 4283776.98 | 4530.0325 | 4439.4319
7 | 19 | 15 | 814 | 104 | 33 | 1 | 656.231 | 54.186 | 3574466.75 | 3440488.5 | 3371678.73 | 3565.5018 | 3494.1917
7 | 19 | 16 | 734 | 92 | 32 | 0 | 440.343 | 51.104 | 2354683.75 | 2261492.75 | 2216262.895 | 2343.6661 | 2296.7928
7 | 19 | 17 | 587 | 76 | 29 | 0 | 217.492 | 39.372 | 1089017.375 | 1029949 | 1009350.02 | 1067.3731 | 1046.0257
7 | 19 | 18 | 313 | 44 | 26 | 2 | 39.108 | 26.142 | 214676.594 | 174303.953 | 170817.8739 | 180.6374 | 177.0247
7 | 19 | 19 | 0 | 0 | 23 | 5 | 0 | 23 | 0 | 0 | 0 | 0 | 0
7 | 19 | 20 | 0 | 0 | 21 | 6 | 0 | 21 | 0 | 0 | 0 | 0 | 0
7 | 19 | 21 | 0 | 0 | 20 | 6 | 0 | 20 | 0 | 0 | 0 | 0 | 0
7 | 19 | 22 | 0 | 0 | 20 | 5 | 0 | 20 | 0 | 0 | 0 | 0 | 0
7 | 19 | 23 | 0 | 0 | 19 | 4 | 0 | 19 | 0 | 0 | 0 | 0 | 0
7 | 20 | 0 | 0 | 0 | 19 | 3 | 0 | 19 | 0 | 0 | 0 | 0 | 0
7 | 20 | 1 | 0 | 0 | 18 | 3 | 0 | 18 | 0 | 0 | 0 | 0 | 0
7 | 20 | 2 | 0 | 0 | 18 | 4 | 0 | 18 | 0 | 0 | 0 | 0 | 0
7 | 20 | 3 | 0 | 0 | 18 | 3 | 0 | 18 | 0 | 0 | 0 | 0 | 0
7 | 20 | 4 | 0 | 0 | 18 | 3 | 0 | 18 | 0 | 0 | 0 | 0 | 0
7 | 20 | 5 | 2 | 34 | 20 | 3 | 31.436 | 19.154 | 196602.953 | 156574.734 | 153443.2393 | 162.264 | 159.0187
7 | 20 | 6 | 240 | 111 | 23 | 2 | 153.406 | 25.523 | 857223.75 | 803499.875 | 787429.8775 | 832.6958 | 816.0419
7 | 20 | 7 | 702 | 94 | 26 | 1 | 402.101 | 37.307 | 2244630.5 | 2154738.25 | 2111643.485 | 2233.0326 | 2188.372
7 | 20 | 8 | 784 | 110 | 29 | 1 | 619.205 | 47.62 | 3451214.5 | 3321710 | 3255275.8 | 3442.4073 | 3373.5592
7 | 20 | 9 | 843 | 116 | 30 | 1 | 804.838 | 54.55 | 4409824.5 | 4243439.5 | 4158570.71 | 4397.6287 | 4309.6761
7 | 20 | 10 | 879 | 119 | 32 | 1 | 943.483 | 60.808 | 5055119 | 4861209.5 | 4763985.31 | 5037.8459 | 4937.089
7 | 20 | 11 | 912 | 109 | 33 | 1 | 1023.065 | 64.289 | 5407631 | 5197769 | 5093813.62 | 5386.6346 | 5278.9019
7 | 20 | 12 | 916 | 109 | 34 | 2 | 1031.356 | 61.213 | 5519583 | 5304519.5 | 5198429.11 | 5497.264 | 5387.3187
7 | 20 | 13 | 906 | 106 | 34 | 2 | 967.941 | 59.755 | 5208689.5 | 5007910 | 4907751.8 | 5189.8769 | 5086.0794
7 | 20 | 14 | 861 | 113 | 34 | 2 | 835.488 | 56.467 | 4546294 | 4374268.5 | 4286783.13 | 4533.2115 | 4442.5473
7 | 20 | 15 | 635 | 197 | 33 | 3 | 629.688 | 48.179 | 3516897 | 3385018.25 | 3317317.885 | 3508.0159 | 3437.8556
7 | 20 | 16 | 189 | 227 | 32 | 2 | 307.576 | 40.578 | 1756097.875 | 1680085.625 | 1646483.9125 | 1741.1331 | 1706.3104
7 | 20 | 17 | 59 | 127 | 29 | 1 | 133.044 | 32.843 | 774773.313 | 722883.063 | 708425.4017 | 749.1497 | 734.1667
7 | 20 | 18 | 31 | 47 | 27 | 0 | 42.43 | 27.737 | 255320.984 | 214167.578 | 209884.2264 | 221.9496 | 217.5106
7 | 20 | 19 | 0 | 0 | 25 | 1 | 0 | 25 | 0 | 0 | 0 | 0 | 0
7 | 20 | 20 | 0 | 0 | 23 | 2 | 0 | 23 | 0 | 0 | 0 | 0 | 0
7 | 20 | 21 | 0 | 0 | 22 | 3 | 0 | 22 | 0 | 0 | 0 | 0 | 0
7 | 20 | 22 | 0 | 0 | 21 | 2 | 0 | 21 | 0 | 0 | 0 | 0 | 0
7 | 20 | 23 | 0 | 0 | 20 | 1 | 0 | 20 | 0 | 0 | 0 | 0 | 0
7 | 21 | 0 | 0 | 0 | 19 | 0 | 0 | 19 | 0 | 0 | 0 | 0 | 0
7 | 21 | 1 | 0 | 0 | 19 | 0 | 0 | 19 | 0 | 0 | 0 | 0 | 0
7 | 21 | 2 | 0 | 0 | 19 | 1 | 0 | 19 | 0 | 0 | 0 | 0 | 0
7 | 21 | 3 | 0 | 0 | 19 | 1 | 0 | 19 | 0 | 0 | 0 | 0 | 0
7 | 21 | 4 | 0 | 0 | 19 | 1 | 0 | 19 | 0 | 0 | 0 | 0 | 0
7 | 21 | 5 | 2 | 33 | 20 | 3 | 30.56 | 19.132 | 191140.531 | 151216.094 | 148191.7721 | 156.7107 | 153.5765
7 | 21 | 6 | 178 | 114 | 21 | 4 | 143.047 | 22.79 | 822555.438 | 769606.875 | 754214.7375 | 797.5712 | 781.6198
7 | 21 | 7 | 622 | 119 | 23 | 4 | 391.326 | 30.433 | 2249226.5 | 2159197.5 | 2116013.55 | 2237.6539 | 2192.9008
7 | 21 | 8 | 692 | 151 | 24 | 4 | 601.379 | 36.397 | 3498720.25 | 3367501 | 3300150.98 | 3489.8622 | 3420.0649
7 | 21 | 9 | 11 | 182 | 25 | 4 | 183.084 | 28.903 | 1106553.625 | 1047069.563 | 1026128.1717 | 1085.1158 | 1063.4135
7 | 21 | 10 | 198 | 458 | 26 | 4 | 647.035 | 38.94 | 3771375.75 | 3630086.5 | 3557484.77 | 3761.989 | 3686.7492
7 | 21 | 11 | 223 | 491 | 27 | 3 | 721.869 | 43.89 | 4131540.5 | 3976355.25 | 3896828.145 | 4120.8397 | 4038.4229
7 | 21 | 12 | 6 | 137 | 27 | 3 | 137.287 | 30.663 | 824709.75 | 771713.188 | 756278.9242 | 799.7541 | 783.759
7 | 21 | 13 | 405 | 412 | 28 | 2 | 806.392 | 47.652 | 4549411.5 | 4377256.5 | 4289711.37 | 4536.3081 | 4445.5819
7 | 21 | 14 | 18 | 269 | 27 | 2 | 273.684 | 35.223 | 1617076.875 | 1544787.125 | 1513891.3825 | 1600.9184 | 1568.9
7 | 21 | 15 | 744 | 136 | 27 | 2 | 642.05 | 42.982 | 3652356.5 | 3515510.5 | 3445200.29 | 3643.2497 | 3570.3848
7 | 21 | 16 | 645 | 123 | 26 | 2 | 428.036 | 37.681 | 2416475.25 | 2321404.5 | 2274976.41 | 2405.7548 | 2357.6397
7 | 21 | 17 | 422 | 112 | 25 | 1 | 208.969 | 31.688 | 1119600.875 | 1059806.375 | 1038610.2475 | 1098.3154 | 1076.3491
7 | 21 | 18 | 161 | 53 | 23 | 1 | 45.483 | 23.409 | 269349.656 | 227924.75 | 223366.255 | 236.2066 | 231.4825
7 | 21 | 19 | 0 | 0 | 21 | 1 | 0 | 21 | 0 | 0 | 0 | 0 | 0
7 | 21 | 20 | 0 | 0 | 20 | 1 | 0 | 20 | 0 | 0 | 0 | 0 | 0
7 | 21 | 21 | 0 | 0 | 20 | 1 | 0 | 20 | 0 | 0 | 0 | 0 | 0
7 | 21 | 22 | 0 | 0 | 19 | 1 | 0 | 19 | 0 | 0 | 0 | 0 | 0
7 | 21 | 23 | 0 | 0 | 18 | 1 | 0 | 18 | 0 | 0 | 0 | 0 | 0
7 | 22 | 0 | 0 | 0 | 17 | 1 | 0 | 17 | 0 | 0 | 0 | 0 | 0
7 | 22 | 1 | 0 | 0 | 17 | 0 | 0 | 17 | 0 | 0 | 0 | 0 | 0
7 | 22 | 2 | 0 | 0 | 16 | 0 | 0 | 16 | 0 | 0 | 0 | 0 | 0
7 | 22 | 3 | 0 | 0 | 16 | 0 | 0 | 16 | 0 | 0 | 0 | 0 | 0
7 | 22 | 4 | 0 | 0 | 16 | 0 | 0 | 16 | 0 | 0 | 0 | 0 | 0
7 | 22 | 5 | 123 | 34 | 18 | 0 | 28.065 | 15.436 | 177761.156 | 138090.188 | 135328.3842 | 143.1078 | 140.2457
7 | 22 | 6 | 461 | 91 | 21 | 0 | 180.802 | 26.204 | 947276.25 | 891509.313 | 873679.1267 | 923.9031 | 905.425
7 | 22 | 7 | 617 | 124 | 24 | 0 | 393.648 | 38.628 | 2197507.25 | 2109008 | 2066827.84 | 2185.6407 | 2141.9279
7 | 22 | 8 | 696 | 153 | 25 | 1 | 605.735 | 43.31 | 3435200 | 3306271 | 3240145.58 | 3426.4073 | 3357.8792
7 | 22 | 9 | 749 | 172 | 26 | 2 | 790.644 | 46.648 | 4466861.5 | 4298131 | 4212168.38 | 4454.3075 | 4365.2213
7 | 22 | 10 | 778 | 185 | 27 | 2 | 922.212 | 51.326 | 5128871 | 4931678 | 4833044.44 | 5110.875 | 5008.6575
7 | 22 | 11 | 818 | 174 | 28 | 1 | 1003.128 | 59.042 | 5415161 | 5204951.5 | 5100852.47 | 5394.0781 | 5286.1966
7 | 22 | 12 | 818 | 175 | 29 | 1 | 1008.202 | 60.386 | 5413569 | 5203433 | 5099364.34 | 5392.5044 | 5284.6543
7 | 22 | 13 | 806 | 170 | 29 | 1 | 944.91 | 58.748 | 5105327.5 | 4909185.5 | 4811001.79 | 5087.5652 | 4985.8139
7 | 22 | 14 | 785 | 156 | 29 | 1 | 819.9 | 55.203 | 4484349.5 | 4314896.5 | 4228598.57 | 4471.6822 | 4382.2485
7 | 22 | 15 | 728 | 145 | 29 | 2 | 640.414 | 46.482 | 3596037 | 3461268 | 3392042.64 | 3587.0363 | 3515.2956
7 | 22 | 16 | 585 | 142 | 28 | 2 | 418.213 | 39.415 | 2352162.25 | 2259047.5 | 2213866.55 | 2341.132 | 2294.3094
7 | 22 | 17 | 463 | 103 | 26 | 2 | 210.431 | 31.354 | 1116724.875 | 1056998.875 | 1035858.8975 | 1095.4059 | 1073.4978
7 | 22 | 18 | 187 | 51 | 24 | 2 | 44.02 | 24.192 | 258868.906 | 217646.938 | 213293.9992 | 225.5553 | 221.0442
7 | 22 | 19 | 0 | 0 | 22 | 2 | 0 | 22 | 0 | 0 | 0 | 0 | 0
7 | 22 | 20 | 0 | 0 | 21 | 2 | 0 | 21 | 0 | 0 | 0 | 0 | 0
7 | 22 | 21 | 0 | 0 | 19 | 2 | 0 | 19 | 0 | 0 | 0 | 0 | 0
7 | 22 | 22 | 0 | 0 | 19 | 1 | 0 | 19 | 0 | 0 | 0 | 0 | 0
7 | 22 | 23 | 0 | 0 | 18 | 1 | 0 | 18 | 0 | 0 | 0 | 0 | 0
7 | 23 | 0 | 0 | 0 | 17 | 1 | 0 | 17 | 0 | 0 | 0 | 0 | 0
7 | 23 | 1 | 0 | 0 | 16 | 0 | 0 | 16 | 0 | 0 | 0 | 0 | 0
7 | 23 | 2 | 0 | 0 | 16 | 0 | 0 | 16 | 0 | 0 | 0 | 0 | 0
7 | 23 | 3 | 0 | 0 | 15 | 0 | 0 | 15 | 0 | 0 | 0 | 0 | 0
7 | 23 | 4 | 0 | 0 | 15 | 0 | 0 | 15 | 0 | 0 | 0 | 0 | 0
7 | 23 | 5 | 270 | 32 | 17 | 1 | 25.28 | 15.428 | 160124.281 | 120786.039 | 118370.3182 | 125.1749 | 122.6714
7 | 23 | 6 | 581 | 68 | 20 | 0 | 184.731 | 25.32 | 933214.188 | 877769.063 | 860213.6817 | 909.6636 | 891.4703
7 | 23 | 7 | 732 | 88 | 24 | 0 | 408.739 | 39.18 | 2261982.75 | 2171574.5 | 2128143.01 | 2250.4806 | 2205.471
7 | 23 | 8 | 817 | 100 | 27 | 0 | 629.309 | 50.78 | 3463910.25 | 3333948.5 | 3267269.53 | 3455.0905 | 3385.9887
7 | 23 | 9 | 865 | 110 | 30 | 1 | 816.256 | 54.897 | 4466092.5 | 4297393.5 | 4211445.63 | 4453.5432 | 4364.4723
7 | 23 | 10 | 891 | 117 | 31 | 2 | 952.803 | 55.96 | 5204080.5 | 5003509 | 4903438.82 | 5185.316 | 5081.6097
7 | 23 | 11 | 897 | 124 | 32 | 2 | 1023.916 | 58.952 | 5529341.5 | 5313821.5 | 5207545.07 | 5506.904 | 5396.7659
7 | 23 | 12 | 892 | 128 | 33 | 3 | 1027.294 | 57.258 | 5585015 | 5366881 | 5259543.38 | 5561.8915 | 5450.6536
7 | 23 | 13 | 459 | 417 | 33 | 3 | 868.083 | 53.828 | 4782417 | 4600404.5 | 4508396.41 | 4767.5644 | 4672.2131
7 | 23 | 14 | 520 | 322 | 32 | 3 | 766.008 | 50.275 | 4272999.5 | 4112171.5 | 4029928.07 | 4261.591 | 4176.3591
7 | 23 | 15 | 485 | 244 | 31 | 4 | 573.485 | 43.507 | 3264256.25 | 3141386.25 | 3078558.525 | 3255.5314 | 3190.4207
7 | 23 | 16 | 578 | 139 | 30 | 3 | 411.837 | 39.69 | 2313496.25 | 2221547 | 2177116.06 | 2302.2689 | 2256.2235
7 | 23 | 17 | 465 | 93 | 28 | 2 | 201.327 | 33.124 | 1054572.5 | 996316.063 | 976389.7417 | 1032.5181 | 1011.8677
7 | 23 | 18 | 209 | 46 | 25 | 1 | 38.35 | 25.203 | 223075.594 | 182542.313 | 178891.4667 | 189.1752 | 185.3916
7 | 23 | 19 | 0 | 0 | 22 | 1 | 0 | 22 | 0 | 0 | 0 | 0 | 0
7 | 23 | 20 | 0 | 0 | 22 | 1 | 0 | 22 | 0 | 0 | 0 | 0 | 0
7 | 23 | 21 | 0 | 0 | 21 | 1 | 0 | 21 | 0 | 0 | 0 | 0 | 0
7 | 23 | 22 | 0 | 0 | 20 | 1 | 0 | 20 | 0 | 0 | 0 | 0 | 0
7 | 23 | 23 | 0 | 0 | 19 | 1 | 0 | 19 | 0 | 0 | 0 | 0 | 0
7 | 24 | 0 | 0 | 0 | 18 | 1 | 0 | 18 | 0 | 0 | 0 | 0 | 0
7 | 24 | 1 | 0 | 0 | 18 | 1 | 0 | 18 | 0 | 0 | 0 | 0 | 0
7 | 24 | 2 | 0 | 0 | 18 | 1 | 0 | 18 | 0 | 0 | 0 | 0 | 0
7 | 24 | 3 | 0 | 0 | 18 | 1 | 0 | 18 | 0 | 0 | 0 | 0 | 0
7 | 24 | 4 | 0 | 0 | 18 | 1 | 0 | 18 | 0 | 0 | 0 | 0 | 0
7 | 24 | 5 | 0 | 31 | 19 | 1 | 28.736 | 17.616 | 180667.172 | 140941.234 | 138122.4093 | 146.0625 | 143.1412
7 | 24 | 6 | 348 | 98 | 22 | 1 | 163.06 | 25.262 | 879832.125 | 825599.313 | 809087.3267 | 855.5982 | 838.4862
7 | 24 | 7 | 409 | 174 | 26 | 1 | 348.92 | 35.749 | 1990589.625 | 1908070.25 | 1869908.845 | 1977.4017 | 1937.8537
7 | 24 | 8 | 453 | 234 | 29 | 2 | 527.581 | 42.309 | 3011707.75 | 2897511 | 2839560.78 | 3002.7947 | 2942.7388
7 | 24 | 9 | 830 | 127 | 31 | 2 | 808.555 | 51.722 | 4479248 | 4310006 | 4223805.88 | 4466.614 | 4377.2817
7 | 24 | 10 | 856 | 136 | 32 | 2 | 939.497 | 56.584 | 5118901 | 4922153.5 | 4823710.43 | 5101.0044 | 4998.9843
7 | 24 | 11 | 877 | 134 | 33 | 2 | 1014.28 | 59.646 | 5462215.5 | 5249825.5 | 5144828.99 | 5440.5827 | 5331.771
7 | 24 | 12 | 872 | 137 | 34 | 2 | 1016.552 | 60.846 | 5448373.5 | 5236626 | 5131893.48 | 5426.9035 | 5318.3655
7 | 24 | 13 | 853 | 138 | 34 | 3 | 950.942 | 56.57 | 5182246.5 | 4982659 | 4883005.82 | 5163.7084 | 5060.4342
7 | 24 | 14 | 808 | 141 | 33 | 3 | 823.947 | 52.704 | 4550328.5 | 4378135 | 4290572.3 | 4537.2185 | 4446.4741
7 | 24 | 15 | 619 | 202 | 32 | 3 | 623.854 | 47.033 | 3499812.25 | 3368553.25 | 3301182.185 | 3490.9527 | 3421.1336
7 | 24 | 16 | 382 | 193 | 31 | 2 | 367.558 | 41.077 | 2072659.75 | 1987795.25 | 1948039.345 | 2060.0236 | 2018.8231
7 | 24 | 17 | 0 | 89 | 28 | 0 | 84.012 | 32.896 | 500656.031 | 454606.938 | 445514.7992 | 471.1255 | 461.703
7 | 24 | 18 | 0 | 28 | 24 | 1 | 26.554 | 23.183 | 163775.906 | 124368.914 | 121881.5357 | 128.888 | 126.3102
7 | 24 | 19 | 0 | 0 | 22 | 2 | 0 | 22 | 0 | 0 | 0 | 0 | 0
7 | 24 | 20 | 0 | 0 | 20 | 3 | 0 | 20 | 0 | 0 | 0 | 0 | 0
7 | 24 | 21 | 0 | 0 | 19 | 2 | 0 | 19 | 0 | 0 | 0 | 0 | 0
7 | 24 | 22 | 0 | 0 | 19 | 2 | 0 | 19 | 0 | 0 | 0 | 0 | 0
7 | 24 | 23 | 0 | 0 | 19 | 3 | 0 | 19 | 0 | 0 | 0 | 0 | 0
7 | 25 | 0 | 0 | 0 | 19 | 3 | 0 | 19 | 0 | 0 | 0 | 0 | 0
7 | 25 | 1 | 0 | 0 | 20 | 2 | 0 | 20 | 0 | 0 | 0 | 0 | 0
7 | 25 | 2 | 0 | 0 | 19 | 2 | 0 | 19 | 0 | 0 | 0 | 0 | 0
7 | 25 | 3 | 0 | 0 | 19 | 2 | 0 | 19 | 0 | 0 | 0 | 0 | 0
7 | 25 | 4 | 0 | 0 | 19 | 2 | 0 | 19 | 0 | 0 | 0 | 0 | 0
7 | 25 | 5 | 0 | 25 | 21 | 3 | 23.688 | 19.991 | 147718.75 | 108613.586 | 106441.3143 | 112.5602 | 110.309
7 | 25 | 6 | 13 | 100 | 23 | 4 | 96.299 | 23.79 | 588225.188 | 540352.625 | 529545.5725 | 559.9868 | 548.7871
7 | 25 | 7 | 492 | 151 | 26 | 4 | 362.709 | 32.751 | 2080443.125 | 1995354.375 | 1955447.2875 | 2067.8574 | 2026.5002
7 | 25 | 8 | 790 | 103 | 27 | 4 | 614.604 | 39.605 | 3528625.25 | 3396320.25 | 3328393.845 | 3519.7286 | 3449.334
7 | 25 | 9 | 838 | 113 | 28 | 4 | 797.303 | 44.868 | 4533474 | 4361982.5 | 4274742.85 | 4520.4791 | 4430.0695
7 | 25 | 10 | 865 | 121 | 29 | 3 | 932.843 | 50.852 | 5197244 | 4996981 | 4897041.38 | 5178.5508 | 5074.9798
7 | 25 | 11 | 872 | 130 | 29 | 3 | 1005.461 | 52.73 | 5563872.5 | 5346733 | 5239798.34 | 5541.0114 | 5430.1911
7 | 25 | 12 | 871 | 132 | 30 | 2 | 1010.725 | 56.876 | 5503228.5 | 5288929 | 5183150.42 | 5481.107 | 5371.4849
7 | 25 | 13 | 386 | 408 | 29 | 2 | 785.49 | 50.556 | 4382586 | 4217315 | 4132968.7 | 4370.5549 | 4283.1439
7 | 25 | 14 | 185 | 405 | 29 | 1 | 559.852 | 47.466 | 3159069.25 | 3039852 | 2979054.96 | 3150.3078 | 3087.3016
7 | 25 | 15 | 464 | 249 | 28 | 1 | 564.357 | 45.725 | 3186168.75 | 3066016 | 3004695.68 | 3177.4225 | 3113.874
7 | 25 | 16 | 47 | 205 | 27 | 1 | 218.244 | 34.609 | 1285834.625 | 1222008.375 | 1197568.2075 | 1266.4112 | 1241.0829
7 | 25 | 17 | 0 | 78 | 25 | 3 | 73.824 | 25.864 | 451074.125 | 406039.719 | 397918.9246 | 420.7935 | 412.3777
7 | 25 | 18 | 0 | 15 | 22 | 5 | 14.2 | 21.166 | 88192.891 | 50194.883 | 49190.9853 | 52.0188 | 50.9784
7 | 25 | 19 | 0 | 0 | 20 | 5 | 0 | 20 | 0 | 0 | 0 | 0 | 0
7 | 25 | 20 | 0 | 0 | 19 | 4 | 0 | 19 | 0 | 0 | 0 | 0 | 0
7 | 25 | 21 | 0 | 0 | 18 | 2 | 0 | 18 | 0 | 0 | 0 | 0 | 0
7 | 25 | 22 | 0 | 0 | 18 | 0 | 0 | 18 | 0 | 0 | 0 | 0 | 0
7 | 25 | 23 | 0 | 0 | 18 | 0 | 0 | 18 | 0 | 0 | 0 | 0 | 0
7 | 26 | 0 | 0 | 0 | 17 | 0 | 0 | 17 | 0 | 0 | 0 | 0 | 0
7 | 26 | 1 | 0 | 0 | 17 | 0 | 0 | 17 | 0 | 0 | 0 | 0 | 0
7 | 26 | 2 | 0 | 0 | 17 | 0 | 0 | 17 | 0 | 0 | 0 | 0 | 0
7 | 26 | 3 | 0 | 0 | 16 | 0 | 0 | 16 | 0 | 0 | 0 | 0 | 0
7 | 26 | 4 | 0 | 0 | 16 | 0 | 0 | 16 | 0 | 0 | 0 | 0 | 0
7 | 26 | 5 | 16 | 30 | 18 | 1 | 27.377 | 16.537 | 172753.469 | 133177.141 | 130513.5982 | 138.0163 | 135.2559
7 | 26 | 6 | 498 | 78 | 20 | 0 | 175.743 | 24.968 | 906834.188 | 851990 | 834950.2 | 882.9478 | 865.2889
7 | 26 | 7 | 666 | 102 | 23 | 0 | 391.906 | 37.542 | 2186793.5 | 2098609.25 | 2056637.065 | 2174.8641 | 2131.3668
7 | 26 | 8 | 762 | 117 | 26 | 1 | 610.707 | 44.417 | 3445219 | 3315930 | 3249611.4 | 3436.4173 | 3367.689
7 | 26 | 9 | 816 | 128 | 28 | 1 | 798.197 | 52.43 | 4409788.5 | 4243404.5 | 4158536.41 | 4397.5924 | 4309.6406
7 | 26 | 10 | 845 | 136 | 29 | 2 | 929.462 | 53.437 | 5126928 | 4929822 | 4831225.56 | 5108.9515 | 5006.7725
7 | 26 | 11 | 884 | 123 | 30 | 3 | 1010.496 | 53.798 | 5568598.5 | 5351237 | 5244212.26 | 5545.679 | 5434.7654
7 | 26 | 12 | 878 | 128 | 30 | 3 | 1013.871 | 54.044 | 5581934 | 5363945 | 5256666.1 | 5558.8488 | 5447.6718
7 | 26 | 13 | 858 | 130 | 30 | 3 | 947.859 | 52.619 | 5245734 | 5043279.5 | 4942413.91 | 5226.5316 | 5122.001
7 | 26 | 14 | 295 | 385 | 29 | 3 | 637.303 | 44.648 | 3633549.5 | 3497399 | 3427451.02 | 3624.4802 | 3551.9905
7 | 26 | 15 | 1 | 125 | 28 | 2 | 119.797 | 31.698 | 716936.25 | 666311 | 652984.78 | 690.522 | 676.7116
7 | 26 | 16 | 0 | 55 | 27 | 1 | 52.228 | 27.315 | 317491.844 | 275127.5 | 269624.95 | 285.1245 | 279.422
7 | 26 | 17 | 263 | 118 | 24 | 0 | 174.273 | 29.33 | 968706.5 | 912447.125 | 894198.1825 | 945.6017 | 926.6897
7 | 26 | 18 | 83 | 46 | 22 | 1 | 39.78 | 22.011 | 246346.625 | 205366.344 | 201259.0171 | 212.8285 | 208.5719
7 | 26 | 19 | 0 | 0 | 20 | 1 | 0 | 20 | 0 | 0 | 0 | 0 | 0
7 | 26 | 20 | 0 | 0 | 19 | 1 | 0 | 19 | 0 | 0 | 0 | 0 | 0
7 | 26 | 21 | 0 | 0 | 18 | 1 | 0 | 18 | 0 | 0 | 0 | 0 | 0
7 | 26 | 22 | 0 | 0 | 18 | 1 | 0 | 18 | 0 | 0 | 0 | 0 | 0
7 | 26 | 23 | 0 | 0 | 17 | 1 | 0 | 17 | 0 | 0 | 0 | 0 | 0
7 | 27 | 0 | 0 | 0 | 17 | 1 | 0 | 17 | 0 | 0 | 0 | 0 | 0
7 | 27 | 1 | 0 | 0 | 17 | 1 | 0 | 17 | 0 | 0 | 0 | 0 | 0
7 | 27 | 2 | 0 | 0 | 16 | 1 | 0 | 16 | 0 | 0 | 0 | 0 | 0
7 | 27 | 3 | 0 | 0 | 15 | 1 | 0 | 15 | 0 | 0 | 0 | 0 | 0
7 | 27 | 4 | 0 | 0 | 15 | 1 | 0 | 15 | 0 | 0 | 0 | 0 | 0
7 | 27 | 5 | 79 | 31 | 17 | 2 | 25.667 | 15.77 | 162389.594 | 123008.711 | 120548.5368 | 127.4783 | 124.9288
7 | 27 | 6 | 0 | 66 | 20 | 3 | 62.514 | 19.976 | 389865.5 | 346066.094 | 339144.7721 | 358.6407 | 351.4679
7 | 27 | 7 | 87 | 201 | 23 | 3 | 229.464 | 27.137 | 1380879.25 | 1314682.875 | 1288389.2175 | 1362.4531 | 1335.204
7 | 27 | 8 | 355 | 273 | 26 | 2 | 499.298 | 38.249 | 2897470 | 2787087 | 2731345.26 | 2888.3583 | 2830.5912
7 | 27 | 9 | 220 | 387 | 28 | 2 | 565.299 | 42.707 | 3246331.25 | 3124088 | 3061606.24 | 3237.6046 | 3172.8525
7 | 27 | 10 | 119 | 450 | 29 | 2 | 566.895 | 43.927 | 3243798.25 | 3121643.5 | 3059210.63 | 3235.0712 | 3170.3698
7 | 27 | 11 | 57 | 444 | 30 | 2 | 501.221 | 43.28 | 2875276.5 | 2765626.75 | 2710314.215 | 2866.1183 | 2808.7959
7 | 27 | 12 | 64 | 455 | 30 | 2 | 520.003 | 43.559 | 2979912.75 | 2866784.25 | 2809448.565 | 2970.9514 | 2911.5324
7 | 27 | 13 | 861 | 138 | 30 | 2 | 958.814 | 54.349 | 5270808.5 | 5067215.5 | 4965871.19 | 5251.3374 | 5146.3106
7 | 27 | 14 | 840 | 126 | 30 | 3 | 831.177 | 49.949 | 4638905.5 | 4462998 | 4373738.04 | 4625.1651 | 4532.6618
7 | 27 | 15 | 260 | 309 | 29 | 3 | 483.077 | 40.909 | 2783316.5 | 2676676.75 | 2623143.215 | 2773.9362 | 2718.4575
7 | 27 | 16 | 7 | 156 | 28 | 4 | 151.553 | 31.032 | 908187.688 | 853312.813 | 836246.5567 | 884.3187 | 866.6323
7 | 27 | 17 | 61 | 122 | 25 | 3 | 128.75 | 27.005 | 764035.75 | 712381.688 | 698134.0542 | 738.2667 | 723.5014
7 | 27 | 18 | 0 | 39 | 23 | 2 | 35.891 | 22.666 | 221764.016 | 181255.859 | 177630.7418 | 187.842 | 184.0851
7 | 27 | 19 | 0 | 0 | 21 | 2 | 0 | 21 | 0 | 0 | 0 | 0 | 0
7 | 27 | 20 | 0 | 0 | 20 | 2 | 0 | 20 | 0 | 0 | 0 | 0 | 0
7 | 27 | 21 | 0 | 0 | 19 | 1 | 0 | 19 | 0 | 0 | 0 | 0 | 0
7 | 27 | 22 | 0 | 0 | 18 | 1 | 0 | 18 | 0 | 0 | 0 | 0 | 0
7 | 27 | 23 | 0 | 0 | 18 | 1 | 0 | 18 | 0 | 0 | 0 | 0 | 0
7 | 28 | 0 | 0 | 0 | 18 | 1 | 0 | 18 | 0 | 0 | 0 | 0 | 0
7 | 28 | 1 | 0 | 0 | 17 | 1 | 0 | 17 | 0 | 0 | 0 | 0 | 0
7 | 28 | 2 | 0 | 0 | 17 | 1 | 0 | 17 | 0 | 0 | 0 | 0 | 0
7 | 28 | 3 | 0 | 0 | 17 | 1 | 0 | 17 | 0 | 0 | 0 | 0 | 0
7 | 28 | 4 | 0 | 0 | 17 | 1 | 0 | 17 | 0 | 0 | 0 | 0 | 0
7 | 28 | 5 | 229 | 30 | 19 | 1 | 23.285 | 17.437 | 146485.422 | 107403.375 | 105255.3075 | 111.306 | 109.0799
7 | 28 | 6 | 273 | 100 | 21 | 0 | 148.482 | 24.772 | 817032.25 | 764206.625 | 748922.4925 | 791.9748 | 776.1353
7 | 28 | 7 | 365 | 178 | 24 | 1 | 331.002 | 33.13 | 1909477.125 | 1829241 | 1792656.18 | 1895.7081 | 1857.794
7 | 28 | 8 | 375 | 267 | 26 | 2 | 506.177 | 38.732 | 2931256 | 2819752.25 | 2763357.205 | 2922.2105 | 2863.7663
7 | 28 | 9 | 405 | 329 | 27 | 3 | 662.398 | 42.231 | 3808347 | 3665662.5 | 3592349.25 | 3798.8577 | 3722.8805
7 | 28 | 10 | 409 | 396 | 28 | 3 | 789.071 | 46.406 | 4472406.5 | 4303447 | 4217378.06 | 4459.8166 | 4370.6203
7 | 28 | 11 | 169 | 492 | 29 | 3 | 671.141 | 45.045 | 3824590 | 3681290 | 3607664.2 | 3815.053 | 3738.7519
7 | 28 | 12 | 488 | 436 | 28 | 4 | 947.931 | 48.059 | 5340630.5 | 5133850.5 | 5031173.49 | 5320.3936 | 5213.9857
7 | 28 | 13 | 125 | 459 | 27 | 4 | 584.41 | 40.102 | 3392060.25 | 3264674.75 | 3199381.255 | 3383.2997 | 3315.6337
7 | 28 | 14 | 26 | 308 | 26 | 5 | 324.596 | 32.134 | 1939330.625 | 1858258.125 | 1821092.9625 | 1925.7796 | 1887.264
7 | 28 | 15 | 208 | 315 | 25 | 4 | 450.16 | 34.063 | 2661122 | 2558414 | 2507245.72 | 2651.3763 | 2598.3488
7 | 28 | 16 | 102 | 218 | 24 | 4 | 256.383 | 29.163 | 1533360.375 | 1463263.5 | 1433998.23 | 1516.4325 | 1486.1039
7 | 28 | 17 | 19 | 111 | 23 | 3 | 108.733 | 24.751 | 660834.563 | 611419.75 | 599191.355 | 633.6362 | 620.9635
7 | 28 | 18 | 0 | 33 | 21 | 2 | 30.894 | 20.403 | 192384.484 | 152436.406 | 149387.6779 | 157.9753 | 154.8158
7 | 28 | 19 | 0 | 0 | 20 | 2 | 0 | 20 | 0 | 0 | 0 | 0 | 0
7 | 28 | 20 | 0 | 0 | 19 | 2 | 0 | 19 | 0 | 0 | 0 | 0 | 0
7 | 28 | 21 | 0 | 0 | 19 | 2 | 0 | 19 | 0 | 0 | 0 | 0 | 0
7 | 28 | 22 | 0 | 0 | 18 | 1 | 0 | 18 | 0 | 0 | 0 | 0 | 0
7 | 28 | 23 | 0 | 0 | 18 | 1 | 0 | 18 | 0 | 0 | 0 | 0 | 0
7 | 29 | 0 | 0 | 0 | 18 | 0 | 0 | 18 | 0 | 0 | 0 | 0 | 0
7 | 29 | 1 | 0 | 0 | 18 | 0 | 0 | 18 | 0 | 0 | 0 | 0 | 0
7 | 29 | 2 | 0 | 0 | 17 | 0 | 0 | 17 | 0 | 0 | 0 | 0 | 0
7 | 29 | 3 | 0 | 0 | 17 | 0 | 0 | 17 | 0 | 0 | 0 | 0 | 0
7 | 29 | 4 | 0 | 0 | 17 | 0 | 0 | 17 | 0 | 0 | 0 | 0 | 0
7 | 29 | 5 | 173 | 30 | 17 | 0 | 23.278 | 14.221 | 148047.578 | 108936.234 | 106757.5093 | 112.8945 | 110.6366
7 | 29 | 6 | 213 | 105 | 20 | 1 | 140.708 | 22.462 | 796230.563 | 743866.563 | 728989.2317 | 770.8956 | 755.4777
7 | 29 | 7 | 709 | 88 | 24 | 1 | 395.477 | 35.053 | 2219703.5 | 2130549.5 | 2087938.51 | 2207.9649 | 2163.8056
7 | 29 | 8 | 480 | 228 | 27 | 2 | 538.868 | 40.746 | 3092717.25 | 2975774.75 | 2916259.255 | 3083.9022 | 3022.2242
7 | 29 | 9 | 315 | 366 | 29 | 2 | 627.123 | 45.349 | 3564729.75 | 3431108 | 3362485.84 | 3555.7804 | 3484.6648
7 | 29 | 10 | 500 | 385 | 31 | 3 | 868.7 | 51.024 | 4837576 | 4653188.5 | 4560124.73 | 4822.2663 | 4725.821
7 | 29 | 11 | 195 | 490 | 32 | 3 | 695.26 | 48.716 | 3907291 | 3760837 | 3685620.26 | 3897.4904 | 3819.5406
7 | 29 | 12 | 915 | 104 | 33 | 4 | 1026.772 | 54.588 | 5640986 | 5420208 | 5311803.84 | 5617.1562 | 5504.813
7 | 29 | 13 | 491 | 399 | 33 | 4 | 882.237 | 52.277 | 4889693.5 | 4703047 | 4608986.06 | 4873.9365 | 4776.4577
7 | 29 | 14 | 276 | 388 | 32 | 4 | 625.114 | 45.787 | 3548933.5 | 3415888.75 | 3347570.975 | 3540.0082 | 3469.208
7 | 29 | 15 | 829 | 91 | 31 | 4 | 649.585 | 44.815 | 3665589 | 3528252.5 | 3457687.45 | 3656.4547 | 3583.3256
7 | 29 | 16 | 207 | 217 | 30 | 4 | 306.295 | 36.689 | 1770580.625 | 1694174.75 | 1660291.255 | 1755.7341 | 1720.6194
7 | 29 | 17 | 107 | 123 | 28 | 4 | 140.738 | 30.443 | 812170.813 | 759453.313 | 744264.2467 | 787.0487 | 771.3078
7 | 29 | 18 | 47 | 39 | 26 | 3 | 33.744 | 25.735 | 206274.25 | 166061.953 | 162740.7139 | 172.096 | 168.654
7 | 29 | 19 | 0 | 0 | 24 | 2 | 0 | 24 | 0 | 0 | 0 | 0 | 0
7 | 29 | 20 | 0 | 0 | 22 | 2 | 0 | 22 | 0 | 0 | 0 | 0 | 0
7 | 29 | 21 | 0 | 0 | 21 | 1 | 0 | 21 | 0 | 0 | 0 | 0 | 0
7 | 29 | 22 | 0 | 0 | 20 | 0 | 0 | 20 | 0 | 0 | 0 | 0 | 0
7 | 29 | 23 | 0 | 0 | 19 | 0 | 0 | 19 | 0 | 0 | 0 | 0 | 0
7 | 30 | 0 | 0 | 0 | 19 | 0 | 0 | 19 | 0 | 0 | 0 | 0 | 0
7 | 30 | 1 | 0 | 0 | 18 | 0 | 0 | 18 | 0 | 0 | 0 | 0 | 0
7 | 30 | 2 | 0 | 0 | 18 | 0 | 0 | 18 | 0 | 0 | 0 | 0 | 0
7 | 30 | 3 | 0 | 0 | 17 | 1 | 0 | 17 | 0 | 0 | 0 | 0 | 0
7 | 30 | 4 | 0 | 0 | 17 | 1 | 0 | 17 | 0 | 0 | 0 | 0 | 0
7 | 30 | 5 | 281 | 26 | 19 | 1 | 20.094 | 17.334 | 126456.5 | 87748.93 | 85993.9514 | 90.9374 | 89.1186
7 | 30 | 6 | 613 | 58 | 23 | 2 | 178.021 | 26.147 | 876774.313 | 822610.5 | 806158.29 | 852.5008 | 835.4508
7 | 30 | 7 | 764 | 77 | 27 | 1 | 408.538 | 38.607 | 2257883.25 | 2167596.75 | 2124244.815 | 2246.3583 | 2201.4312
7 | 30 | 8 | 841 | 92 | 30 | 1 | 633.459 | 49.022 | 3508500.75 | 3376926.75 | 3309388.215 | 3499.6304 | 3429.6378
7 | 30 | 9 | 889 | 101 | 32 | 1 | 825.973 | 57.082 | 4480296.5 | 4311011 | 4224790.78 | 4467.6555 | 4378.3024
7 | 30 | 10 | 917 | 106 | 33 | 1 | 966.264 | 62.418 | 5143774 | 4945913.5 | 4846995.23 | 5125.6277 | 5023.1152
7 | 30 | 11 | 940 | 103 | 34 | 2 | 1046.334 | 61.417 | 5595097 | 5376488 | 5268958.24 | 5571.8475 | 5460.4106
7 | 30 | 12 | 939 | 103 | 35 | 2 | 1049.835 | 62.655 | 5586041 | 5367858.5 | 5260501.33 | 5562.9045 | 5451.6464
7 | 30 | 13 | 927 | 101 | 35 | 2 | 983.456 | 61.122 | 5263337 | 5060083 | 4958881.34 | 5243.9457 | 5139.0668
7 | 30 | 14 | 910 | 92 | 35 | 2 | 854.088 | 57.915 | 4620494 | 4445361.5 | 4356454.27 | 4606.8877 | 4514.75
7 | 30 | 15 | 867 | 86 | 34 | 2 | 669.336 | 52.178 | 3671714.75 | 3534151.25 | 3463468.225 | 3662.5678 | 3589.3165
7 | 30 | 16 | 792 | 76 | 33 | 1 | 446.908 | 47.728 | 2411190.75 | 2316281.5 | 2269955.87 | 2400.4457 | 2352.4368
7 | 30 | 17 | 654 | 60 | 30 | 1 | 213.954 | 36.977 | 1053179.625 | 994955.875 | 975056.7575 | 1031.1085 | 1010.4863
7 | 30 | 18 | 358 | 32 | 26 | 1 | 24.812 | 25.866 | 151606.531 | 112428.414 | 110179.8457 | 116.5136 | 114.1833
7 | 30 | 19 | 0 | 0 | 24 | 1 | 0 | 24 | 0 | 0 | 0 | 0 | 0
7 | 30 | 20 | 0 | 0 | 23 | 1 | 0 | 23 | 0 | 0 | 0 | 0 | 0
7 | 30 | 21 | 0 | 0 | 22 | 0 | 0 | 22 | 0 | 0 | 0 | 0 | 0
7 | 30 | 22 | 0 | 0 | 21 | 0 | 0 | 21 | 0 | 0 | 0 | 0 | 0
7 | 30 | 23 | 0 | 0 | 20 | 1 | 0 | 20 | 0 | 0 | 0 | 0 | 0
7 | 31 | 0 | 0 | 0 | 19 | 2 | 0 | 19 | 0 | 0 | 0 | 0 | 0
7 | 31 | 1 | 0 | 0 | 19 | 2 | 0 | 19 | 0 | 0 | 0 | 0 | 0
7 | 31 | 2 | 0 | 0 | 18 | 3 | 0 | 18 | 0 | 0 | 0 | 0 | 0
7 | 31 | 3 | 0 | 0 | 18 | 3 | 0 | 18 | 0 | 0 | 0 | 0 | 0
7 | 31 | 4 | 0 | 0 | 18 | 3 | 0 | 18 | 0 | 0 | 0 | 0 | 0
7 | 31 | 5 | 209 | 28 | 20 | 3 | 21.71 | 18.917 | 135885.094 | 97001.492 | 95061.4622 | 100.5261 | 98.5156
7 | 31 | 6 | 546 | 68 | 24 | 3 | 173.726 | 26.727 | 871503 | 817458 | 801108.84 | 847.1611 | 830.2179
7 | 31 | 7 | 703 | 92 | 27 | 4 | 396.202 | 34.629 | 2227787.5 | 2138394.25 | 2095626.365 | 2216.0947 | 2171.7728
7 | 31 | 8 | 775 | 114 | 30 | 5 | 615.054 | 41.503 | 3506743.75 | 3375233.5 | 3307728.83 | 3497.8757 | 3427.9181
7 | 31 | 9 | 821 | 130 | 31 | 6 | 804.271 | 44.941 | 4572087.5 | 4398985.5 | 4311005.79 | 4558.8266 | 4467.6501
7 | 31 | 10 | 844 | 143 | 32 | 6 | 936.078 | 48.473 | 5263065 | 5059824 | 4958627.52 | 5243.6773 | 5138.8037
7 | 31 | 11 | 841 | 159 | 33 | 5 | 1012.528 | 52.928 | 5598692.5 | 5379914 | 5272315.72 | 5575.398 | 5463.8901
7 | 31 | 12 | 832 | 166 | 34 | 5 | 1014.867 | 54.095 | 5586325.5 | 5368129.5 | 5260766.91 | 5563.1853 | 5451.9216
7 | 31 | 13 | 115 | 455 | 34 | 5 | 563.757 | 45.555 | 3206256.5 | 3085407.75 | 3023699.595 | 3197.5188 | 3133.5685
7 | 31 | 14 | 781 | 156 | 33 | 4 | 816.299 | 50.102 | 4553603.5 | 4381273.5 | 4293648.03 | 4540.471 | 4449.6616
7 | 31 | 15 | 45 | 278 | 32 | 4 | 301.073 | 38.925 | 1753041.5 | 1677112.125 | 1643569.8825 | 1738.0515 | 1703.2905
7 | 31 | 16 | 0 | 104 | 31 | 3 | 98.879 | 32.818 | 589414.75 | 541517.188 | 530686.8442 | 561.1937 | 549.9698
7 | 31 | 17 | 0 | 75 | 23 | 3 | 71.001 | 23.443 | 437510.938 | 392751.875 | 384896.8375 | 407.0229 | 398.8824
7 | 31 | 18 | 0 | 15 | 21 | 3 | 14.202 | 19.947 | 88576.617 | 50571.531 | 49560.1004 | 52.4091 | 51.3609
7 | 31 | 19 | 0 | 0 | 19 | 2 | 0 | 19 | 0 | 0 | 0 | 0 | 0
7 | 31 | 20 | 0 | 0 | 18 | 2 | 0 | 18 | 0 | 0 | 0 | 0 | 0
7 | 31 | 21 | 0 | 0 | 17 | 2 | 0 | 17 | 0 | 0 | 0 | 0 | 0
7 | 31 | 22 | 0 | 0 | 16 | 1 | 0 | 16 | 0 | 0 | 0 | 0 | 0
7 | 31 | 23 | 0 | 0 | 16 | 1 | 0 | 16 | 0 | 0 | 0 | 0 | 0
8 | 1 | 0 | 0 | 0 | 16 | 1 | 0 | 16 | 0 | 0 | 0 | 0 | 0
8 | 1 | 1 | 0 | 0 | 16 | 1 | 0 | 16 | 0 | 0 | 0 | 0 | 0
8 | 1 | 2 | 0 | 0 | 16 | 0 | 0 | 16 | 0 | 0 | 0 | 0 | 0
8 | 1 | 3 | 0 | 0 | 15 | 0 | 0 | 15 | 0 | 0 | 0 | 0 | 0
8 | 1 | 4 | 0 | 0 | 15 | 1 | 0 | 15 | 0 | 0 | 0 | 0 | 0
8 | 1 | 5 | 0 | 17 | 16 | 1 | 16.106 | 14.091 | 102479.039 | 64217.004 | 62932.6639 | 66.5504 | 65.2194
8 | 1 | 6 | 0 | 89 | 18 | 1 | 83.587 | 18.492 | 523948.063 | 477417.844 | 467869.4871 | 494.7653 | 484.8699
8 | 1 | 7 | 8 | 150 | 20 | 1 | 145.931 | 22.943 | 899393.625 | 844718.313 | 827823.9467 | 875.4119 | 857.9037
8 | 1 | 8 | 113 | 295 | 21 | 1 | 359.47 | 30.986 | 2150082.75 | 2062973.625 | 2021714.1525 | 2137.9336 | 2095.175
8 | 1 | 9 | 42 | 331 | 22 | 2 | 360.189 | 31.068 | 2159900.5 | 2072504.625 | 2031054.5325 | 2147.811 | 2104.8547
8 | 1 | 10 | 49 | 396 | 23 | 3 | 440.052 | 32.821 | 2622958.5 | 2521462.25 | 2471033.005 | 2613.0819 | 2560.8202
8 | 1 | 11 | 258 | 476 | 23 | 3 | 753 | 40.188 | 4369504 | 4204766.5 | 4120671.17 | 4357.5505 | 4270.3995
8 | 1 | 12 | 128 | 486 | 24 | 2 | 626.244 | 41.054 | 3622369.75 | 3486631.5 | 3416898.87 | 3613.3214 | 3541.055
8 | 1 | 13 | 421 | 407 | 24 | 1 | 819.16 | 49.264 | 4593087 | 4419106 | 4330723.88 | 4579.6782 | 4488.0846
8 | 1 | 14 | 11 | 195 | 24 | 0 | 196.129 | 36.49 | 1153526.875 | 1092921.25 | 1071062.825 | 1132.6335 | 1109.9809
8 | 1 | 15 | 165 | 313 | 24 | 0 | 419.83 | 39.675 | 2432747 | 2337178 | 2290434.44 | 2422.1015 | 2373.6594
8 | 1 | 16 | 50 | 199 | 23 | 1 | 214.132 | 29.8 | 1282822.625 | 1219070.625 | 1194689.2125 | 1263.3667 | 1238.0993
8 | 1 | 17 | 0 | 60 | 22 | 1 | 56.971 | 22.779 | 351872.563 | 308829.875 | 302653.2775 | 320.0515 | 313.6505
8 | 1 | 18 | 34 | 37 | 19 | 0 | 33.109 | 17.579 | 208185.328 | 167936.578 | 164577.8464 | 174.0387 | 170.5579
8 | 1 | 19 | 0 | 0 | 17 | 0 | 0 | 17 | 0 | 0 | 0 | 0 | 0
8 | 1 | 20 | 0 | 0 | 17 | 0 | 0 | 17 | 0 | 0 | 0 | 0 | 0
8 | 1 | 21 | 0 | 0 | 16 | 0 | 0 | 16 | 0 | 0 | 0 | 0 | 0
8 | 1 | 22 | 0 | 0 | 15 | 0 | 0 | 15 | 0 | 0 | 0 | 0 | 0
8 | 1 | 23 | 0 | 0 | 14 | 1 | 0 | 14 | 0 | 0 | 0 | 0 | 0
8 | 2 | 0 | 0 | 0 | 14 | 1 | 0 | 14 | 0 | 0 | 0 | 0 | 0
8 | 2 | 1 | 0 | 0 | 13 | 1 | 0 | 13 | 0 | 0 | 0 | 0 | 0
8 | 2 | 2 | 0 | 0 | 12 | 2 | 0 | 12 | 0 | 0 | 0 | 0 | 0
8 | 2 | 3 | 0 | 0 | 12 | 2 | 0 | 12 | 0 | 0 | 0 | 0 | 0
8 | 2 | 4 | 0 | 0 | 12 | 2 | 0 | 12 | 0 | 0 | 0 | 0 | 0
8 | 2 | 5 | 343 | 23 | 15 | 2 | 17.511 | 13.491 | 111642.359 | 73210.406 | 71746.1979 | 75.8706 | 74.3532
8 | 2 | 6 | 679 | 51 | 19 | 2 | 184.108 | 22.228 | 902820.938 | 848067.875 | 831106.5175 | 878.8832 | 861.3055
8 | 2 | 7 | 820 | 67 | 23 | 1 | 421.209 | 35.027 | 2352046 | 2258935 | 2213756.3 | 2341.0154 | 2294.1951
8 | 2 | 8 | 894 | 78 | 26 | 1 | 652.153 | 45.712 | 3655782.25 | 3518809.5 | 3448433.31 | 3646.6686 | 3573.7352
8 | 2 | 9 | 936 | 86 | 27 | 1 | 848.221 | 52.997 | 4674659 | 4497240 | 4407295.2 | 4660.6513 | 4567.4383
8 | 2 | 10 | 958 | 91 | 28 | 1 | 988.997 | 58.411 | 5349692.5 | 5142497.5 | 5039647.55 | 5329.3548 | 5222.7677
8 | 2 | 11 | 967 | 95 | 29 | 1 | 1065.202 | 61.817 | 5686829.5 | 5463873.5 | 5354596.03 | 5662.4083 | 5549.1601
8 | 2 | 12 | 964 | 97 | 30 | 1 | 1068.747 | 63.092 | 5676642 | 5454171 | 5345087.58 | 5652.3532 | 5539.3062
8 | 2 | 13 | 949 | 96 | 30 | 1 | 998.718 | 61.295 | 5341274 | 5134464.5 | 5031775.21 | 5321.0299 | 5214.6093
8 | 2 | 14 | 920 | 94 | 30 | 1 | 863.518 | 57.502 | 4678985.5 | 4501384 | 4411356.32 | 4664.9459 | 4571.6469
8 | 2 | 15 | 819 | 115 | 29 | 1 | 667.247 | 50.755 | 3681971.25 | 3544026.5 | 3473145.97 | 3672.8019 | 3599.3459
8 | 2 | 16 | 397 | 181 | 28 | 1 | 363.572 | 40.383 | 2050838.625 | 1966601 | 1927268.98 | 2038.0592 | 1997.298
8 | 2 | 17 | 558 | 71 | 25 | 2 | 198.48 | 29.851 | 1016499.438 | 959133.25 | 939950.585 | 993.9842 | 974.1045
8 | 2 | 18 | 277 | 33 | 21 | 2 | 26.1 | 20.581 | 162431.516 | 123049.844 | 120588.8471 | 127.521 | 124.9706
8 | 2 | 19 | 0 | 0 | 19 | 2 | 0 | 19 | 0 | 0 | 0 | 0 | 0
8 | 2 | 20 | 0 | 0 | 17 | 1 | 0 | 17 | 0 | 0 | 0 | 0 | 0
8 | 2 | 21 | 0 | 0 | 16 | 1 | 0 | 16 | 0 | 0 | 0 | 0 | 0
8 | 2 | 22 | 0 | 0 | 16 | 1 | 0 | 16 | 0 | 0 | 0 | 0 | 0
8 | 2 | 23 | 0 | 0 | 16 | 0 | 0 | 16 | 0 | 0 | 0 | 0 | 0
8 | 3 | 0 | 0 | 0 | 15 | 0 | 0 | 15 | 0 | 0 | 0 | 0 | 0
8 | 3 | 1 | 0 | 0 | 14 | 0 | 0 | 14 | 0 | 0 | 0 | 0 | 0
8 | 3 | 2 | 0 | 0 | 14 | 0 | 0 | 14 | 0 | 0 | 0 | 0 | 0
8 | 3 | 3 | 0 | 0 | 14 | 0 | 0 | 14 | 0 | 0 | 0 | 0 | 0
8 | 3 | 4 | 0 | 0 | 14 | 1 | 0 | 14 | 0 | 0 | 0 | 0 | 0
8 | 3 | 5 | 15 | 24 | 15 | 1 | 22.35 | 13.268 | 142599.328 | 103590.102 | 101518.3 | 107.3541 | 105.2071
8 | 3 | 6 | 41 | 99 | 17 | 2 | 100.589 | 17.922 | 617245.25 | 568759.563 | 557384.3717 | 589.426 | 577.6374
8 | 3 | 7 | 685 | 96 | 20 | 2 | 391.575 | 29.061 | 2246971.5 | 2157009.5 | 2113869.31 | 2235.3864 | 2190.6787
8 | 3 | 8 | 764 | 118 | 21 | 1 | 611.692 | 39.592 | 3512444 | 3380727 | 3313112.46 | 3503.5688 | 3433.4974
8 | 3 | 9 | 795 | 143 | 22 | 1 | 796.704 | 46.693 | 4499444.5 | 4329366.5 | 4242779.17 | 4486.6779 | 4396.9444
8 | 3 | 10 | 816 | 160 | 23 | 1 | 933.973 | 52.096 | 5178754 | 4979323.5 | 4879737.03 | 5160.2517 | 5057.0467
8 | 3 | 11 | 818 | 174 | 24 | 1 | 1005.627 | 55.443 | 5506298 | 5291855 | 5186017.9 | 5484.1393 | 5374.4565
8 | 3 | 12 | 815 | 177 | 24 | 1 | 1009.531 | 55.804 | 5519928 | 5304848.5 | 5198751.53 | 5497.605 | 5387.6529
8 | 3 | 13 | 280 | 441 | 24 | 1 | 721.514 | 48.058 | 4064435.25 | 3911890.25 | 3833652.445 | 4054.0323 | 3972.9517
8 | 3 | 14 | 21 | 284 | 24 | 1 | 291.43 | 34.535 | 1726197.125 | 1650994 | 1617974.12 | 1710.9844 | 1676.7647
8 | 3 | 15 | 16 | 219 | 23 | 1 | 220.513 | 29.387 | 1329878 | 1264959.375 | 1239660.1875 | 1310.9228 | 1284.7044
8 | 3 | 16 | 15 | 168 | 22 | 2 | 166.772 | 25.493 | 1018031.625 | 960629.75 | 941417.155 | 995.5351 | 975.6244
8 | 3 | 17 | 0 | 83 | 20 | 2 | 78.404 | 20.879 | 487439.938 | 441662.563 | 432829.3117 | 457.7108 | 448.5566
8 | 3 | 18 | 0 | 3 | 18 | 2 | 2.835 | 16.441 | 17893.715 | 0 | 0 | 0 | 0
8 | 3 | 19 | 0 | 0 | 17 | 2 | 0 | 17 | 0 | 0 | 0 | 0 | 0
8 | 3 | 20 | 0 | 0 | 16 | 2 | 0 | 16 | 0 | 0 | 0 | 0 | 0
8 | 3 | 21 | 0 | 0 | 15 | 1 | 0 | 15 | 0 | 0 | 0 | 0 | 0
8 | 3 | 22 | 0 | 0 | 15 | 1 | 0 | 15 | 0 | 0 | 0 | 0 | 0
8 | 3 | 23 | 0 | 0 | 14 | 1 | 0 | 14 | 0 | 0 | 0 | 0 | 0
8 | 4 | 0 | 0 | 0 | 14 | 1 | 0 | 14 | 0 | 0 | 0 | 0 | 0
8 | 4 | 1 | 0 | 0 | 13 | 1 | 0 | 13 | 0 | 0 | 0 | 0 | 0
8 | 4 | 2 | 0 | 0 | 13 | 1 | 0 | 13 | 0 | 0 | 0 | 0 | 0
8 | 4 | 3 | 0 | 0 | 13 | 1 | 0 | 13 | 0 | 0 | 0 | 0 | 0
8 | 4 | 4 | 0 | 0 | 13 | 1 | 0 | 13 | 0 | 0 | 0 | 0 | 0
8 | 4 | 5 | 0 | 12 | 13 | 1 | 11.359 | 10.834 | 73065.992 | 35346.398 | 34639.47 | 36.6307 | 35.8981
8 | 4 | 6 | 0 | 56 | 14 | 2 | 53.167 | 13.502 | 338953.625 | 296166.563 | 290243.2317 | 306.928 | 300.7895
8 | 4 | 7 | 37 | 177 | 16 | 3 | 185.458 | 18.962 | 1153973.25 | 1093356.875 | 1071489.7375 | 1133.085 | 1110.4233
8 | 4 | 8 | 16 | 215 | 18 | 3 | 216.12 | 22.069 | 1337110.125 | 1272011.125 | 1246570.9025 | 1318.2308 | 1291.8662
8 | 4 | 9 | 445 | 311 | 19 | 3 | 683.478 | 34.139 | 4047446.75 | 3895566.5 | 3817655.17 | 4037.1154 | 3956.3731
8 | 4 | 10 | 0 | 104 | 20 | 3 | 99.297 | 22.575 | 613724.375 | 565313.313 | 554007.0467 | 585.8545 | 574.1374
8 | 4 | 11 | 17 | 271 | 21 | 3 | 279.06 | 26.382 | 1701986.625 | 1627435.125 | 1594886.4225 | 1686.5694 | 1652.8381
8 | 4 | 12 | 181 | 487 | 21 | 3 | 681.175 | 36.207 | 4010928 | 3860471.25 | 3783261.825 | 4000.745 | 3920.7301
8 | 4 | 13 | 125 | 451 | 20 | 3 | 578.034 | 33.817 | 3432963.25 | 3304114.5 | 3238032.21 | 3424.1725 | 3355.689
8 | 4 | 14 | 23 | 291 | 20 | 3 | 300.025 | 27.08 | 1825056.125 | 1747160 | 1712216.8 | 1810.6446 | 1774.4317
8 | 4 | 15 | 6 | 169 | 19 | 3 | 165.51 | 22.161 | 1024118.5 | 966574.75 | 947243.255 | 1001.6961 | 981.6622
8 | 4 | 16 | 37 | 189 | 18 | 3 | 198.63 | 21.597 | 1226050.375 | 1163690.625 | 1140416.8125 | 1205.9744 | 1181.8549
8 | 4 | 17 | 14 | 103 | 17 | 2 | 100.039 | 18.524 | 622294.063 | 573701.313 | 562227.2867 | 594.5473 | 582.6563
8 | 4 | 18 | 103 | 34 | 15 | 2 | 28.015 | 14.142 | 178222.609 | 138542.922 | 135772.0636 | 143.577 | 140.7055
8 | 4 | 19 | 0 | 0 | 14 | 2 | 0 | 14 | 0 | 0 | 0 | 0 | 0
8 | 4 | 20 | 0 | 0 | 14 | 1 | 0 | 14 | 0 | 0 | 0 | 0 | 0
8 | 4 | 21 | 0 | 0 | 13 | 1 | 0 | 13 | 0 | 0 | 0 | 0 | 0
8 | 4 | 22 | 0 | 0 | 13 | 1 | 0 | 13 | 0 | 0 | 0 | 0 | 0
8 | 4 | 23 | 0 | 0 | 12 | 1 | 0 | 12 | 0 | 0 | 0 | 0 | 0
8 | 5 | 0 | 0 | 0 | 12 | 1 | 0 | 12 | 0 | 0 | 0 | 0 | 0
8 | 5 | 1 | 0 | 0 | 12 | 1 | 0 | 12 | 0 | 0 | 0 | 0 | 0
8 | 5 | 2 | 0 | 0 | 11 | 1 | 0 | 11 | 0 | 0 | 0 | 0 | 0
8 | 5 | 3 | 0 | 0 | 11 | 0 | 0 | 11 | 0 | 0 | 0 | 0 | 0
8 | 5 | 4 | 0 | 0 | 11 | 0 | 0 | 11 | 0 | 0 | 0 | 0 | 0
8 | 5 | 5 | 212 | 23 | 13 | 0 | 17.594 | 10.086 | 113458.102 | 74992.43 | 73492.5814 | 77.7173 | 76.163
8 | 5 | 6 | 569 | 62 | 15 | 1 | 170.428 | 18.303 | 867518.875 | 813563.625 | 797292.3525 | 843.1252 | 826.2627
8 | 5 | 7 | 738 | 81 | 17 | 1 | 399.303 | 28.351 | 2289619.75 | 2198386.5 | 2154418.77 | 2278.2669 | 2232.7015
8 | 5 | 8 | 828 | 94 | 19 | 1 | 627.496 | 38.153 | 3619507.5 | 3483875 | 3414197.5 | 3610.4647 | 3538.2554
8 | 5 | 9 | 44 | 331 | 21 | 1 | 362.444 | 33.285 | 2156154.5 | 2068868.125 | 2027490.7625 | 2144.0423 | 2101.1615
8 | 5 | 10 | 241 | 440 | 22 | 2 | 672.58 | 39.104 | 3917789 | 3770932.25 | 3695513.605 | 3907.9525 | 3829.7934
8 | 5 | 11 | 29 | 373 | 23 | 2 | 401.965 | 34.132 | 2384769 | 2290665.5 | 2244852.19 | 2373.8989 | 2326.4209
8 | 5 | 12 | 941 | 101 | 24 | 2 | 1049.85 | 50.463 | 5860649.5 | 5629336 | 5516749.28 | 5833.883 | 5717.2053
8 | 5 | 13 | 934 | 97 | 24 | 2 | 985.02 | 50.692 | 5491903.5 | 5278132 | 5172569.36 | 5469.9177 | 5360.5193
8 | 5 | 14 | 913 | 91 | 24 | 2 | 853.294 | 47.329 | 4809087 | 4625928 | 4533409.44 | 4794.0153 | 4698.135
8 | 5 | 15 | 872 | 83 | 23 | 2 | 665.828 | 41.367 | 3803399 | 3660901.5 | 3587683.47 | 3793.9237 | 3718.0452
8 | 5 | 16 | 801 | 72 | 22 | 2 | 442.007 | 34.153 | 2501696 | 2404000.25 | 2355920.245 | 2491.3518 | 2441.5247
8 | 5 | 17 | 665 | 55 | 20 | 1 | 206.025 | 26.645 | 1037365.938 | 979512.75 | 959922.495 | 1015.1042 | 994.8021
8 | 5 | 18 | 354 | 27 | 17 | 1 | 20.837 | 16.408 | 131544.922 | 92742.406 | 90887.5579 | 96.1123 | 94.19
8 | 5 | 19 | 0 | 0 | 15 | 1 | 0 | 15 | 0 | 0 | 0 | 0 | 0
8 | 5 | 20 | 0 | 0 | 14 | 1 | 0 | 14 | 0 | 0 | 0 | 0 | 0
8 | 5 | 21 | 0 | 0 | 14 | 1 | 0 | 14 | 0 | 0 | 0 | 0 | 0
8 | 5 | 22 | 0 | 0 | 13 | 1 | 0 | 13 | 0 | 0 | 0 | 0 | 0
8 | 5 | 23 | 0 | 0 | 12 | 1 | 0 | 12 | 0 | 0 | 0 | 0 | 0
8 | 6 | 0 | 0 | 0 | 12 | 0 | 0 | 12 | 0 | 0 | 0 | 0 | 0
8 | 6 | 1 | 0 | 0 | 12 | 0 | 0 | 12 | 0 | 0 | 0 | 0 | 0
8 | 6 | 2 | 0 | 0 | 12 | 0 | 0 | 12 | 0 | 0 | 0 | 0 | 0
8 | 6 | 3 | 0 | 0 | 11 | 0 | 0 | 11 | 0 | 0 | 0 | 0 | 0
8 | 6 | 4 | 0 | 0 | 11 | 0 | 0 | 11 | 0 | 0 | 0 | 0 | 0
8 | 6 | 5 | 287 | 20 | 14 | 0 | 14.969 | 10.937 | 96254.438 | 58107.574 | 56945.4225 | 60.219 | 59.0146
8 | 6 | 6 | 647 | 51 | 17 | 0 | 175.787 | 21.729 | 863068.313 | 809213.125 | 793028.8625 | 838.6166 | 821.8443
8 | 6 | 7 | 798 | 67 | 20 | 1 | 410.327 | 31.684 | 2317899.75 | 2225818.5 | 2181302.13 | 2306.6956 | 2260.5617
8 | 6 | 8 | 878 | 78 | 23 | 1 | 641.161 | 42.453 | 3638023 | 3501707.25 | 3431673.105 | 3628.9449 | 3556.366
8 | 6 | 9 | 924 | 86 | 25 | 1 | 838.348 | 50.794 | 4659684 | 4482899 | 4393241.02 | 4645.7892 | 4552.8734
8 | 6 | 10 | 948 | 91 | 26 | 1 | 979.873 | 56.271 | 5345276.5 | 5138284 | 5035518.32 | 5324.9882 | 5218.4884
8 | 6 | 11 | 958 | 95 | 27 | 2 | 1056.44 | 55.043 | 5793560 | 5565490.5 | 5454180.69 | 5767.7176 | 5652.3633
8 | 6 | 12 | 957 | 96 | 28 | 2 | 1060.537 | 56.289 | 5787784 | 5559993 | 5448793.14 | 5762.0204 | 5646.78
8 | 6 | 13 | 944 | 95 | 28 | 2 | 992.072 | 54.681 | 5446348 | 5234695 | 5130001.1 | 5424.9024 | 5316.4043
8 | 6 | 14 | 915 | 91 | 28 | 2 | 854.422 | 51.206 | 4744467 | 4564079.5 | 4472797.91 | 4729.9195 | 4635.3211
8 | 6 | 15 | 867 | 85 | 27 | 2 | 663.802 | 45.206 | 3737632.25 | 3597610.25 | 3525658.045 | 3728.3327 | 3653.766
8 | 6 | 16 | 786 | 75 | 26 | 2 | 437.24 | 37.982 | 2440706 | 2344892.75 | 2297994.895 | 2430.0965 | 2381.4946
8 | 6 | 17 | 640 | 58 | 23 | 1 | 201.063 | 29.476 | 1004558.313 | 947469.75 | 928520.355 | 981.8969 | 962.259
8 | 6 | 18 | 321 | 27 | 19 | 1 | 20.897 | 18.439 | 131013.477 | 92220.883 | 90376.4653 | 95.5718 | 93.6604
8 | 6 | 19 | 0 | 0 | 17 | 1 | 0 | 17 | 0 | 0 | 0 | 0 | 0
8 | 6 | 20 | 0 | 0 | 16 | 1 | 0 | 16 | 0 | 0 | 0 | 0 | 0
8 | 6 | 21 | 0 | 0 | 16 | 1 | 0 | 16 | 0 | 0 | 0 | 0 | 0
8 | 6 | 22 | 0 | 0 | 15 | 0 | 0 | 15 | 0 | 0 | 0 | 0 | 0
8 | 6 | 23 | 0 | 0 | 15 | 0 | 0 | 15 | 0 | 0 | 0 | 0 | 0
8 | 7 | 0 | 0 | 0 | 14 | 0 | 0 | 14 | 0 | 0 | 0 | 0 | 0
8 | 7 | 1 | 0 | 0 | 14 | 0 | 0 | 14 | 0 | 0 | 0 | 0 | 0
8 | 7 | 2 | 0 | 0 | 13 | 0 | 0 | 13 | 0 | 0 | 0 | 0 | 0
8 | 7 | 3 | 0 | 0 | 12 | 0 | 0 | 12 | 0 | 0 | 0 | 0 | 0
8 | 7 | 4 | 0 | 0 | 12 | 0 | 0 | 12 | 0 | 0 | 0 | 0 | 0
8 | 7 | 5 | 295 | 20 | 14 | 0 | 15.015 | 10.967 | 96540.383 | 58388.23 | 57220.4654 | 60.5098 | 59.2996
8 | 7 | 6 | 665 | 49 | 18 | 0 | 176.826 | 22.794 | 859816.875 | 806034.813 | 789914.1167 | 835.3228 | 818.6164
8 | 7 | 7 | 820 | 64 | 22 | 0 | 416.481 | 37.422 | 2302275.5 | 2210663.25 | 2166449.985 | 2290.9897 | 2245.1699
8 | 7 | 8 | 900 | 74 | 25 | 0 | 650.762 | 49.589 | 3593681.5 | 3458998.75 | 3389818.775 | 3584.6846 | 3512.9909
8 | 7 | 9 | 945 | 80 | 27 | 0 | 848.923 | 58.698 | 4574798 | 4401582.5 | 4313550.85 | 4561.518 | 4470.2876
8 | 7 | 10 | 967 | 86 | 29 | 1 | 992.283 | 59.433 | 5345684 | 5138672.5 | 5035899.05 | 5325.3908 | 5218.883
8 | 7 | 11 | 974 | 90 | 30 | 2 | 1067.107 | 58.167 | 5780540 | 5553097.5 | 5442035.55 | 5754.8743 | 5639.7768
8 | 7 | 12 | 967 | 93 | 30 | 2 | 1067.267 | 58.366 | 5776941.5 | 5549672 | 5438678.56 | 5751.3243 | 5636.2979
8 | 7 | 13 | 948 | 94 | 30 | 3 | 994.474 | 53.746 | 5479446 | 5266254.5 | 5160929.41 | 5457.6086 | 5348.4564
8 | 7 | 14 | 911 | 95 | 30 | 3 | 854.725 | 50.543 | 4758227.5 | 4577251.5 | 4485706.47 | 4743.5701 | 4648.6987
8 | 7 | 15 | 852 | 92 | 29 | 3 | 660.292 | 44.951 | 3721661.5 | 3582237 | 3510592.26 | 3712.4008 | 3638.1528
8 | 7 | 16 | 762 | 83 | 27 | 3 | 433.45 | 37.384 | 2426719.25 | 2331335 | 2284708.3 | 2416.0462 | 2367.7252
8 | 7 | 17 | 504 | 78 | 24 | 2 | 188.922 | 28.81 | 977385.438 | 920926 | 902507.48 | 954.3887 | 935.3009
8 | 7 | 18 | 231 | 29 | 21 | 2 | 22.849 | 20.459 | 142258.969 | 103256.117 | 101190.9947 | 107.008 | 104.8679
8 | 7 | 19 | 0 | 0 | 19 | 1 | 0 | 19 | 0 | 0 | 0 | 0 | 0
8 | 7 | 20 | 0 | 0 | 17 | 1 | 0 | 17 | 0 | 0 | 0 | 0 | 0
8 | 7 | 21 | 0 | 0 | 16 | 1 | 0 | 16 | 0 | 0 | 0 | 0 | 0
8 | 7 | 22 | 0 | 0 | 16 | 0 | 0 | 16 | 0 | 0 | 0 | 0 | 0
8 | 7 | 23 | 0 | 0 | 16 | 0 | 0 | 16 | 0 | 0 | 0 | 0 | 0
8 | 8 | 0 | 0 | 0 | 16 | 0 | 0 | 16 | 0 | 0 | 0 | 0 | 0
8 | 8 | 1 | 0 | 0 | 15 | 0 | 0 | 15 | 0 | 0 | 0 | 0 | 0
8 | 8 | 2 | 0 | 0 | 15 | 0 | 0 | 15 | 0 | 0 | 0 | 0 | 0
8 | 8 | 3 | 0 | 0 | 14 | 0 | 0 | 14 | 0 | 0 | 0 | 0 | 0
8 | 8 | 4 | 0 | 0 | 14 | 0 | 0 | 14 | 0 | 0 | 0 | 0 | 0
8 | 8 | 5 | 240 | 21 | 17 | 0 | 15.93 | 14.183 | 101327.227 | 63086.516 | 61824.7857 | 65.3788 | 64.0712
8 | 8 | 6 | 618 | 55 | 20 | 0 | 171.953 | 24.663 | 840460.375 | 787112.25 | 771370.005 | 815.7127 | 799.3984
8 | 8 | 7 | 784 | 72 | 24 | 0 | 408.824 | 39.091 | 2249392 | 2159358.25 | 2116171.085 | 2237.8205 | 2193.0641
8 | 8 | 8 | 871 | 83 | 28 | 0 | 641.539 | 52.116 | 3509288.75 | 3377686.25 | 3310132.525 | 3500.4175 | 3430.4092
8 | 8 | 9 | 920 | 90 | 31 | 0 | 839.225 | 62.09 | 4461872.5 | 4293347.5 | 4207480.55 | 4449.3502 | 4360.3632
8 | 8 | 10 | 946 | 95 | 32 | 1 | 982.258 | 61.942 | 5238856.5 | 5036713 | 4935978.74 | 5219.7265 | 5115.332
8 | 8 | 11 | 956 | 98 | 33 | 2 | 1057.593 | 60.767 | 5670018.5 | 5447862 | 5338904.76 | 5645.815 | 5532.8987
8 | 8 | 12 | 952 | 100 | 33 | 3 | 1059.487 | 58.018 | 5742737.5 | 5517110.5 | 5406768.29 | 5717.5797 | 5603.2281
8 | 8 | 13 | 933 | 101 | 33 | 3 | 987.342 | 56.474 | 5382380 | 5173682.5 | 5070208.85 | 5361.6729 | 5254.4395
8 | 8 | 14 | 897 | 101 | 32 | 4 | 848.815 | 50.547 | 4725262 | 4545693.5 | 4454779.63 | 4710.8654 | 4616.6481
8 | 8 | 15 | 335 | 278 | 31 | 4 | 501.682 | 42.174 | 2872831.75 | 2763262.5 | 2707997.25 | 2863.6681 | 2806.3948
8 | 8 | 16 | 649 | 107 | 30 | 3 | 404.909 | 39.364 | 2259259.25 | 2168932 | 2125553.36 | 2247.7421 | 2202.7873
8 | 8 | 17 | 481 | 81 | 27 | 2 | 185.862 | 31.68 | 956073.313 | 900104.5 | 882102.41 | 932.8106 | 914.1544
8 | 8 | 18 | 188 | 30 | 23 | 1 | 23.314 | 22.564 | 144103.969 | 105066.555 | 102965.2239 | 108.8842 | 106.7066
8 | 8 | 19 | 0 | 0 | 21 | 1 | 0 | 21 | 0 | 0 | 0 | 0 | 0
8 | 8 | 20 | 0 | 0 | 20 | 1 | 0 | 20 | 0 | 0 | 0 | 0 | 0
8 | 8 | 21 | 0 | 0 | 19 | 1 | 0 | 19 | 0 | 0 | 0 | 0 | 0
8 | 8 | 22 | 0 | 0 | 19 | 1 | 0 | 19 | 0 | 0 | 0 | 0 | 0
8 | 8 | 23 | 0 | 0 | 18 | 2 | 0 | 18 | 0 | 0 | 0 | 0 | 0
8 | 9 | 0 | 0 | 0 | 17 | 3 | 0 | 17 | 0 | 0 | 0 | 0 | 0
8 | 9 | 1 | 0 | 0 | 17 | 3 | 0 | 17 | 0 | 0 | 0 | 0 | 0
8 | 9 | 2 | 0 | 0 | 16 | 2 | 0 | 16 | 0 | 0 | 0 | 0 | 0
8 | 9 | 3 | 0 | 0 | 16 | 1 | 0 | 16 | 0 | 0 | 0 | 0 | 0
8 | 9 | 4 | 0 | 0 | 16 | 1 | 0 | 16 | 0 | 0 | 0 | 0 | 0
8 | 9 | 5 | 128 | 21 | 18 | 1 | 16.176 | 16.291 | 102161.664 | 63905.5 | 62627.39 | 66.2276 | 64.903
8 | 9 | 6 | 441 | 71 | 20 | 1 | 153.089 | 22.829 | 791098.563 | 738848.063 | 724071.1017 | 765.6948 | 750.3809
8 | 9 | 7 | 341 | 170 | 22 | 1 | 312.19 | 30.565 | 1816437.25 | 1738778 | 1704002.44 | 1801.9581 | 1765.9189
8 | 9 | 8 | 384 | 253 | 23 | 1 | 498.969 | 37.909 | 2896860.5 | 2786497.75 | 2730767.795 | 2887.7477 | 2829.9927
8 | 9 | 9 | 472 | 301 | 25 | 2 | 696.415 | 43.037 | 3991035.25 | 3841351.25 | 3764524.225 | 3980.9302 | 3901.3116
8 | 9 | 10 | 366 | 393 | 26 | 2 | 749.516 | 45.895 | 4256487 | 4096323.25 | 4014396.785 | 4245.1669 | 4160.2635
8 | 9 | 11 | 862 | 139 | 26 | 2 | 1006.421 | 52.281 | 5578885 | 5361039.5 | 5253818.71 | 5555.8377 | 5444.721
8 | 9 | 12 | 474 | 428 | 27 | 2 | 929.349 | 52.088 | 5155608.5 | 4957218 | 4858073.64 | 5137.343 | 5034.5961
8 | 9 | 13 | 28 | 344 | 27 | 2 | 369.3 | 38.047 | 2159899.25 | 2072503.375 | 2031053.3075 | 2147.8097 | 2104.8535
8 | 9 | 14 | 36 | 323 | 27 | 2 | 349.5 | 35.831 | 2060272.75 | 1975764.375 | 1936249.0875 | 2047.5556 | 2006.6044
8 | 9 | 15 | 65 | 282 | 26 | 1 | 319.088 | 35.687 | 1879036.125 | 1799648 | 1763655.04 | 1865.0398 | 1827.739
8 | 9 | 16 | 68 | 196 | 25 | 1 | 219.542 | 31.506 | 1304278.5 | 1239995.875 | 1215195.9575 | 1285.0522 | 1259.3512
8 | 9 | 17 | 0 | 28 | 23 | 1 | 26.532 | 22.844 | 163833.875 | 124425.797 | 121937.2811 | 128.9469 | 126.368
8 | 9 | 18 | 0 | 5 | 21 | 1 | 4.726 | 19.042 | 29569.566 | 0 | 0 | 0 | 0
8 | 9 | 19 | 0 | 0 | 20 | 1 | 0 | 20 | 0 | 0 | 0 | 0 | 0
8 | 9 | 20 | 0 | 0 | 19 | 1 | 0 | 19 | 0 | 0 | 0 | 0 | 0
8 | 9 | 21 | 0 | 0 | 19 | 1 | 0 | 19 | 0 | 0 | 0 | 0 | 0
8 | 9 | 22 | 0 | 0 | 18 | 1 | 0 | 18 | 0 | 0 | 0 | 0 | 0
8 | 9 | 23 | 0 | 0 | 17 | 0 | 0 | 17 | 0 | 0 | 0 | 0 | 0
8 | 10 | 0 | 0 | 0 | 17 | 0 | 0 | 17 | 0 | 0 | 0 | 0 | 0
8 | 10 | 1 | 0 | 0 | 16 | 0 | 0 | 16 | 0 | 0 | 0 | 0 | 0
8 | 10 | 2 | 0 | 0 | 16 | 0 | 0 | 16 | 0 | 0 | 0 | 0 | 0
8 | 10 | 3 | 0 | 0 | 16 | 0 | 0 | 16 | 0 | 0 | 0 | 0 | 0
8 | 10 | 4 | 0 | 0 | 16 | 0 | 0 | 16 | 0 | 0 | 0 | 0 | 0
8 | 10 | 5 | 172 | 20 | 17 | 0 | 15.088 | 13.896 | 96064.883 | 57921.523 | 56763.0925 | 60.0262 | 58.8256
8 | 10 | 6 | 536 | 62 | 19 | 0 | 162.276 | 23.204 | 813384.563 | 760640 | 745427.2 | 788.2785 | 772.513
8 | 10 | 7 | 696 | 88 | 21 | 1 | 386.533 | 31.89 | 2190463 | 2102171 | 2060127.58 | 2178.5553 | 2134.9842
8 | 10 | 8 | 779 | 108 | 24 | 1 | 610.332 | 42.439 | 3466270.75 | 3336224 | 3269499.52 | 3457.4487 | 3388.2997
8 | 10 | 9 | 828 | 122 | 26 | 1 | 801.912 | 50.626 | 4460827 | 4292345.5 | 4206498.59 | 4448.3118 | 4359.3455
8 | 10 | 10 | 855 | 132 | 27 | 2 | 936.057 | 51.69 | 5198321.5 | 4998010 | 4898049.8 | 5179.6172 | 5076.0249
8 | 10 | 11 | 488 | 417 | 28 | 2 | 930.407 | 52.876 | 5145700.5 | 4947754 | 4848798.92 | 5127.5351 | 5024.9844
8 | 10 | 12 | 32 | 381 | 27 | 2 | 414.301 | 39.192 | 2412991.75 | 2318027.5 | 2271666.95 | 2402.2551 | 2354.21
8 | 10 | 13 | 13 | 208 | 26 | 3 | 212.431 | 30.656 | 1276112.625 | 1212526 | 1188275.48 | 1256.5842 | 1231.4525
8 | 10 | 14 | 15 | 246 | 25 | 3 | 249.445 | 30.013 | 1501724.625 | 1432447.125 | 1403798.1825 | 1484.4964 | 1454.8065
8 | 10 | 15 | 1 | 133 | 24 | 2 | 127.562 | 26.574 | 777426.625 | 725477.875 | 710968.3175 | 751.8388 | 736.802
8 | 10 | 16 | 86 | 198 | 23 | 1 | 229.555 | 28.882 | 1374144.75 | 1308118 | 1281955.64 | 1355.6496 | 1328.5367
8 | 10 | 17 | 323 | 93 | 21 | 0 | 159.654 | 27.424 | 862851.563 | 809001.313 | 792821.2867 | 838.3971 | 821.6292
8 | 10 | 18 | 37 | 26 | 19 | 0 | 23.002 | 19.119 | 143876.172 | 104843.039 | 102746.1782 | 108.6526 | 106.4796
8 | 10 | 19 | 0 | 0 | 18 | 0 | 0 | 18 | 0 | 0 | 0 | 0 | 0
8 | 10 | 20 | 0 | 0 | 18 | 0 | 0 | 18 | 0 | 0 | 0 | 0 | 0
8 | 10 | 21 | 0 | 0 | 17 | 0 | 0 | 17 | 0 | 0 | 0 | 0 | 0
8 | 10 | 22 | 0 | 0 | 17 | 0 | 0 | 17 | 0 | 0 | 0 | 0 | 0
8 | 10 | 23 | 0 | 0 | 17 | 0 | 0 | 17 | 0 | 0 | 0 | 0 | 0
8 | 11 | 0 | 0 | 0 | 17 | 0 | 0 | 17 | 0 | 0 | 0 | 0 | 0
8 | 11 | 1 | 0 | 0 | 16 | 0 | 0 | 16 | 0 | 0 | 0 | 0 | 0
8 | 11 | 2 | 0 | 0 | 16 | 0 | 0 | 16 | 0 | 0 | 0 | 0 | 0
8 | 11 | 3 | 0 | 0 | 16 | 0 | 0 | 16 | 0 | 0 | 0 | 0 | 0
8 | 11 | 4 | 0 | 0 | 16 | 0 | 0 | 16 | 0 | 0 | 0 | 0 | 0
8 | 11 | 5 | 53 | 18 | 16 | 0 | 15.277 | 13.095 | 97530.938 | 59360.469 | 58173.2596 | 61.5174 | 60.287
8 | 11 | 6 | 171 | 94 | 18 | 0 | 121.163 | 20.281 | 694389.438 | 644252.688 | 631367.6342 | 667.6622 | 654.3089
8 | 11 | 7 | 315 | 179 | 19 | 0 | 309.927 | 30.178 | 1809651.25 | 1732178.125 | 1697534.5625 | 1795.1184 | 1759.216
8 | 11 | 8 | 554 | 194 | 20 | 1 | 552.686 | 36.55 | 3216860 | 3095643.25 | 3033730.385 | 3208.1262 | 3143.9637
8 | 11 | 9 | 63 | 346 | 21 | 1 | 394.121 | 33.896 | 2339174.5 | 2246452.25 | 2201523.205 | 2328.0791 | 2281.5175
8 | 11 | 10 | 305 | 419 | 22 | 2 | 720.33 | 40.401 | 4175739.5 | 4018802.25 | 3938426.205 | 4164.8291 | 4081.5325
8 | 11 | 11 | 48 | 417 | 22 | 2 | 467.556 | 34.977 | 2765419.25 | 2659360.25 | 2606173.045 | 2755.9905 | 2700.8707
8 | 11 | 12 | 290 | 413 | 22 | 3 | 724.155 | 38.618 | 4226530 | 4067567 | 3986215.66 | 4215.3657 | 4131.0584
8 | 11 | 13 | 708 | 218 | 21 | 3 | 906.191 | 42.348 | 5214765 | 5013711.5 | 4913437.27 | 5195.8892 | 5091.9715
8 | 11 | 14 | 520 | 298 | 21 | 3 | 741.947 | 39.073 | 4315898 | 4153338 | 4070271.24 | 4304.2533 | 4218.1682
8 | 11 | 15 | 9 | 187 | 20 | 3 | 185.042 | 24.771 | 1134474.875 | 1074325.625 | 1052839.1125 | 1113.3622 | 1091.095
8 | 11 | 16 | 18 | 164 | 19 | 3 | 164.399 | 21.837 | 1015761.875 | 958412.875 | 939244.6175 | 993.2377 | 973.3729
8 | 11 | 17 | 0 | 85 | 18 | 2 | 80.193 | 18.878 | 502010.5 | 455933.5 | 446814.83 | 472.5003 | 463.0503
8 | 11 | 18 | 0 | 15 | 17 | 1 | 14.207 | 15.497 | 89964.859 | 51934.16 | 50895.4768 | 53.8212 | 52.7448
8 | 11 | 19 | 0 | 0 | 16 | 1 | 0 | 16 | 0 | 0 | 0 | 0 | 0
8 | 11 | 20 | 0 | 0 | 16 | 1 | 0 | 16 | 0 | 0 | 0 | 0 | 0
8 | 11 | 21 | 0 | 0 | 16 | 1 | 0 | 16 | 0 | 0 | 0 | 0 | 0
8 | 11 | 22 | 0 | 0 | 15 | 1 | 0 | 15 | 0 | 0 | 0 | 0 | 0
8 | 11 | 23 | 0 | 0 | 15 | 1 | 0 | 15 | 0 | 0 | 0 | 0 | 0
8 | 12 | 0 | 0 | 0 | 15 | 1 | 0 | 15 | 0 | 0 | 0 | 0 | 0
8 | 12 | 1 | 0 | 0 | 14 | 1 | 0 | 14 | 0 | 0 | 0 | 0 | 0
8 | 12 | 2 | 0 | 0 | 14 | 1 | 0 | 14 | 0 | 0 | 0 | 0 | 0
8 | 12 | 3 | 0 | 0 | 13 | 1 | 0 | 13 | 0 | 0 | 0 | 0 | 0
8 | 12 | 4 | 0 | 0 | 13 | 1 | 0 | 13 | 0 | 0 | 0 | 0 | 0
8 | 12 | 5 | 96 | 19 | 15 | 1 | 14.606 | 13.083 | 93246.18 | 55154.902 | 54051.804 | 57.159 | 56.0158
8 | 12 | 6 | 449 | 76 | 18 | 2 | 157.428 | 20.474 | 821399 | 768476.188 | 753106.6642 | 796.3995 | 780.4715
8 | 12 | 7 | 657 | 104 | 21 | 2 | 385.696 | 30.09 | 2205947 | 2117199 | 2074855.02 | 2194.1293 | 2150.2468
8 | 12 | 8 | 785 | 113 | 24 | 3 | 619.092 | 38.001 | 3574335.75 | 3440362.5 | 3371555.25 | 3565.3712 | 3494.0638
8 | 12 | 9 | 864 | 115 | 26 | 3 | 819.897 | 45.039 | 4658538.5 | 4481802 | 4392165.96 | 4644.6523 | 4551.7593
8 | 12 | 10 | 912 | 114 | 27 | 4 | 970.518 | 47.818 | 5470175 | 5257415 | 5152266.7 | 5448.4479 | 5339.479
8 | 12 | 11 | 941 | 109 | 28 | 4 | 1053.968 | 50.76 | 5876807 | 5644708.5 | 5531814.33 | 5849.8141 | 5732.8178
8 | 12 | 12 | 953 | 103 | 29 | 4 | 1062.788 | 52.059 | 5896444 | 5663390 | 5550122.2 | 5869.1744 | 5751.7909
8 | 12 | 13 | 947 | 97 | 29 | 4 | 994.516 | 50.699 | 5544508.5 | 5328278 | 5221712.44 | 5521.8858 | 5411.4481
8 | 12 | 14 | 924 | 90 | 28 | 4 | 856.642 | 46.795 | 4836897.5 | 4652539 | 4559488.22 | 4821.5932 | 4725.1613
8 | 12 | 15 | 877 | 83 | 27 | 4 | 662.486 | 41.552 | 3778913.75 | 3637340.5 | 3564593.69 | 3769.5066 | 3694.1164
8 | 12 | 16 | 791 | 73 | 26 | 3 | 430.494 | 36.323 | 2410141.75 | 2315264.75 | 2268959.455 | 2399.392 | 2351.4041
8 | 12 | 17 | 423 | 78 | 23 | 2 | 165.706 | 27.172 | 866234.688 | 812308.313 | 796062.1467 | 841.8243 | 824.9878
8 | 12 | 18 | 162 | 24 | 19 | 1 | 18.541 | 18.17 | 116350.867 | 77831.438 | 76274.8092 | 80.6595 | 79.0463
8 | 12 | 19 | 0 | 0 | 17 | 1 | 0 | 17 | 0 | 0 | 0 | 0 | 0
8 | 12 | 20 | 0 | 0 | 17 | 1 | 0 | 17 | 0 | 0 | 0 | 0 | 0
8 | 12 | 21 | 0 | 0 | 16 | 1 | 0 | 16 | 0 | 0 | 0 | 0 | 0
8 | 12 | 22 | 0 | 0 | 15 | 1 | 0 | 15 | 0 | 0 | 0 | 0 | 0
8 | 12 | 23 | 0 | 0 | 14 | 1 | 0 | 14 | 0 | 0 | 0 | 0 | 0
8 | 13 | 0 | 0 | 0 | 14 | 1 | 0 | 14 | 0 | 0 | 0 | 0 | 0
8 | 13 | 1 | 0 | 0 | 13 | 1 | 0 | 13 | 0 | 0 | 0 | 0 | 0
8 | 13 | 2 | 0 | 0 | 13 | 1 | 0 | 13 | 0 | 0 | 0 | 0 | 0
8 | 13 | 3 | 0 | 0 | 13 | 1 | 0 | 13 | 0 | 0 | 0 | 0 | 0
8 | 13 | 4 | 0 | 0 | 13 | 1 | 0 | 13 | 0 | 0 | 0 | 0 | 0
8 | 13 | 5 | 239 | 16 | 15 | 1 | 11.733 | 13.013 | 74927.188 | 37173.402 | 36429.934 | 38.5241 | 37.7536
8 | 13 | 6 | 643 | 48 | 19 | 2 | 169.021 | 21.798 | 821073.875 | 768158.375 | 752795.2075 | 796.0701 | 780.1487
8 | 13 | 7 | 803 | 65 | 22 | 3 | 408.242 | 30.61 | 2311376 | 2219490.75 | 2175100.935 | 2300.138 | 2254.1352
8 | 13 | 8 | 883 | 76 | 25 | 3 | 641.052 | 39.543 | 3675901 | 3538182 | 3467418.36 | 3666.745 | 3593.4101
8 | 13 | 9 | 926 | 85 | 26 | 4 | 838.556 | 43.8 | 4786060 | 4603891 | 4511813.18 | 4771.1775 | 4675.754
8 | 13 | 10 | 948 | 91 | 27 | 4 | 979.815 | 48.042 | 5517777.5 | 5302798.5 | 5196742.53 | 5495.4805 | 5385.5709
8 | 13 | 11 | 956 | 96 | 28 | 4 | 1055.109 | 50.8 | 5882257 | 5649893 | 5536895.14 | 5855.187 | 5738.0832
8 | 13 | 12 | 950 | 99 | 28 | 4 | 1055.297 | 50.941 | 5880192.5 | 5647929 | 5534970.42 | 5853.1516 | 5736.0886
8 | 13 | 13 | 930 | 101 | 28 | 4 | 982.229 | 49.463 | 5501998 | 5287756 | 5182000.88 | 5479.8914 | 5370.2936
8 | 13 | 14 | 894 | 100 | 28 | 4 | 841.669 | 46.466 | 4758335 | 4577354 | 4485806.92 | 4743.6763 | 4648.8028
8 | 13 | 15 | 836 | 95 | 27 | 4 | 648.891 | 41.24 | 3706458 | 3567601.5 | 3496249.47 | 3697.2335 | 3623.2889
8 | 13 | 16 | 741 | 84 | 26 | 3 | 418.185 | 36.007 | 2347308 | 2254340 | 2209253.2 | 2336.2535 | 2289.5284
8 | 13 | 17 | 572 | 62 | 23 | 2 | 182.182 | 27.57 | 914647.813 | 859626.063 | 842433.5417 | 890.8614 | 873.0441
8 | 13 | 18 | 213 | 22 | 19 | 1 | 16.759 | 18.199 | 105153.742 | 66842.148 | 65505.305 | 69.2709 | 67.8855
8 | 13 | 19 | 0 | 0 | 17 | 1 | 0 | 17 | 0 | 0 | 0 | 0 | 0
8 | 13 | 20 | 0 | 0 | 16 | 1 | 0 | 16 | 0 | 0 | 0 | 0 | 0
8 | 13 | 21 | 0 | 0 | 15 | 1 | 0 | 15 | 0 | 0 | 0 | 0 | 0
8 | 13 | 22 | 0 | 0 | 15 | 1 | 0 | 15 | 0 | 0 | 0 | 0 | 0
8 | 13 | 23 | 0 | 0 | 14 | 1 | 0 | 14 | 0 | 0 | 0 | 0 | 0
8 | 14 | 0 | 0 | 0 | 14 | 1 | 0 | 14 | 0 | 0 | 0 | 0 | 0
8 | 14 | 1 | 0 | 0 | 13 | 1 | 0 | 13 | 0 | 0 | 0 | 0 | 0
8 | 14 | 2 | 0 | 0 | 13 | 1 | 0 | 13 | 0 | 0 | 0 | 0 | 0
8 | 14 | 3 | 0 | 0 | 12 | 1 | 0 | 12 | 0 | 0 | 0 | 0 | 0
8 | 14 | 4 | 0 | 0 | 12 | 1 | 0 | 12 | 0 | 0 | 0 | 0 | 0
8 | 14 | 5 | 170 | 16 | 15 | 1 | 11.736 | 13.003 | 74944.656 | 37190.555 | 36446.7439 | 38.5419 | 37.7711
8 | 14 | 6 | 570 | 57 | 18 | 1 | 162.62 | 21.071 | 809004.125 | 756356.938 | 741229.7992 | 783.8399 | 768.1631
8 | 14 | 7 | 744 | 79 | 22 | 0 | 397.424 | 36.645 | 2207904.25 | 2119098.75 | 2076716.775 | 2196.0981 | 2152.1762
8 | 14 | 8 | 835 | 93 | 26 | 0 | 629.876 | 49.775 | 3477333.75 | 3346888 | 3279950.24 | 3468.5002 | 3399.1302
8 | 14 | 9 | 886 | 102 | 27 | 1 | 824.124 | 52.259 | 4554963 | 4382576.5 | 4294924.97 | 4541.8214 | 4450.9849
8 | 14 | 10 | 915 | 108 | 28 | 1 | 967.009 | 57.745 | 5244547.5 | 5042146.5 | 4941303.57 | 5225.3574 | 5120.8503
8 | 14 | 11 | 928 | 111 | 29 | 2 | 1042.911 | 56.584 | 5684868 | 5462005.5 | 5352765.39 | 5660.4724 | 5547.263
8 | 14 | 12 | 927 | 112 | 30 | 2 | 1045.696 | 57.797 | 5672894 | 5450601 | 5341588.98 | 5648.6535 | 5535.6804
8 | 14 | 13 | 913 | 110 | 30 | 2 | 975.147 | 56.142 | 5322668.5 | 5116711 | 5014376.78 | 5302.6313 | 5196.5787
8 | 14 | 14 | 884 | 105 | 30 | 3 | 837.822 | 50.13 | 4670849.5 | 4493592.5 | 4403720.65 | 4656.8712 | 4563.7338
8 | 14 | 15 | 830 | 97 | 29 | 3 | 645.972 | 44.593 | 3643602.25 | 3507080.25 | 3436938.645 | 3634.5132 | 3561.8229
8 | 14 | 16 | 727 | 87 | 28 | 3 | 413.28 | 37.888 | 2303824.75 | 2212166 | 2167922.68 | 2292.547 | 2246.6961
8 | 14 | 17 | 298 | 89 | 25 | 2 | 148.179 | 28.679 | 796561.375 | 744190 | 729306.2 | 771.2308 | 755.8062
8 | 14 | 18 | 40 | 22 | 22 | 0 | 19.694 | 21.583 | 122139.547 | 83512.406 | 81842.1579 | 86.5469 | 84.816
8 | 14 | 19 | 0 | 0 | 20 | 0 | 0 | 20 | 0 | 0 | 0 | 0 | 0
8 | 14 | 20 | 0 | 0 | 18 | 2 | 0 | 18 | 0 | 0 | 0 | 0 | 0
8 | 14 | 21 | 0 | 0 | 17 | 3 | 0 | 17 | 0 | 0 | 0 | 0 | 0
8 | 14 | 22 | 0 | 0 | 16 | 4 | 0 | 16 | 0 | 0 | 0 | 0 | 0
8 | 14 | 23 | 0 | 0 | 16 | 3 | 0 | 16 | 0 | 0 | 0 | 0 | 0
8 | 15 | 0 | 0 | 0 | 16 | 3 | 0 | 16 | 0 | 0 | 0 | 0 | 0
8 | 15 | 1 | 0 | 0 | 15 | 2 | 0 | 15 | 0 | 0 | 0 | 0 | 0
8 | 15 | 2 | 0 | 0 | 14 | 2 | 0 | 14 | 0 | 0 | 0 | 0 | 0
8 | 15 | 3 | 0 | 0 | 14 | 2 | 0 | 14 | 0 | 0 | 0 | 0 | 0
8 | 15 | 4 | 0 | 0 | 14 | 2 | 0 | 14 | 0 | 0 | 0 | 0 | 0
8 | 15 | 5 | 94 | 16 | 15 | 2 | 12.254 | 13.416 | 78147.82 | 40334.828 | 39528.1314 | 41.8004 | 40.9644
8 | 15 | 6 | 171 | 89 | 18 | 2 | 116.397 | 19.342 | 666681.125 | 617140.938 | 604798.1192 | 639.5653 | 626.774
8 | 15 | 7 | 567 | 115 | 22 | 1 | 358.281 | 31.81 | 2043594.25 | 1959564.375 | 1920373.0875 | 2030.7669 | 1990.1516
8 | 15 | 8 | 737 | 128 | 25 | 1 | 604.531 | 43.128 | 3426174.25 | 3297569 | 3231617.62 | 3417.3891 | 3349.0414
8 | 15 | 9 | 789 | 146 | 28 | 1 | 795.523 | 52.333 | 4396645 | 4230799.5 | 4146183.51 | 4384.5294 | 4296.8388
8 | 15 | 10 | 819 | 158 | 29 | 1 | 935.902 | 57.756 | 5075800.5 | 4880973.5 | 4783354.03 | 5058.3281 | 4957.1615
8 | 15 | 11 | 833 | 164 | 30 | 1 | 1011.008 | 61.156 | 5411823 | 5201767.5 | 5097732.15 | 5390.7784 | 5282.9629
8 | 15 | 12 | 831 | 166 | 31 | 1 | 1013.456 | 62.407 | 5397781.5 | 5188374.5 | 5084607.01 | 5376.8988 | 5269.3608
8 | 15 | 13 | 814 | 162 | 30 | 2 | 942.146 | 55.275 | 5160187 | 4961591 | 4862359.18 | 5141.8749 | 5039.0374
8 | 15 | 14 | 580 | 270 | 30 | 2 | 761.568 | 50.754 | 4238566 | 4079121 | 3997538.58 | 4227.3395 | 4142.7928
8 | 15 | 15 | 24 | 231 | 29 | 2 | 237.861 | 36.17 | 1399461.5 | 1332796.375 | 1306140.4475 | 1381.2247 | 1353.6002
8 | 15 | 16 | 58 | 184 | 28 | 1 | 203.385 | 33.673 | 1199265.5 | 1137556.75 | 1114805.615 | 1178.8909 | 1155.3131
8 | 15 | 17 | 84 | 99 | 25 | 0 | 111.264 | 29.328 | 643389.375 | 594347.625 | 582460.6725 | 615.9438 | 603.6249
8 | 15 | 18 | 0 | 16 | 23 | 0 | 15.16 | 21.742 | 93967.805 | 55863.199 | 54745.935 | 57.893 | 56.7352
8 | 15 | 19 | 0 | 0 | 21 | 0 | 0 | 21 | 0 | 0 | 0 | 0 | 0
8 | 15 | 20 | 0 | 0 | 20 | 0 | 0 | 20 | 0 | 0 | 0 | 0 | 0
8 | 15 | 21 | 0 | 0 | 19 | 0 | 0 | 19 | 0 | 0 | 0 | 0 | 0
8 | 15 | 22 | 0 | 0 | 18 | 0 | 0 | 18 | 0 | 0 | 0 | 0 | 0
8 | 15 | 23 | 0 | 0 | 18 | 1 | 0 | 18 | 0 | 0 | 0 | 0 | 0
8 | 16 | 0 | 0 | 0 | 17 | 2 | 0 | 17 | 0 | 0 | 0 | 0 | 0
8 | 16 | 1 | 0 | 0 | 17 | 2 | 0 | 17 | 0 | 0 | 0 | 0 | 0
8 | 16 | 2 | 0 | 0 | 16 | 2 | 0 | 16 | 0 | 0 | 0 | 0 | 0
8 | 16 | 3 | 0 | 0 | 16 | 2 | 0 | 16 | 0 | 0 | 0 | 0 | 0
8 | 16 | 4 | 0 | 0 | 16 | 2 | 0 | 16 | 0 | 0 | 0 | 0 | 0
8 | 16 | 5 | 129 | 15 | 17 | 2 | 10.933 | 15.415 | 69251.57 | 31601.998 | 30969.958 | 32.7503 | 32.0953
8 | 16 | 6 | 537 | 60 | 20 | 1 | 158.802 | 22.987 | 791432.313 | 739174.438 | 724390.9492 | 766.033 | 750.7123
8 | 16 | 7 | 723 | 82 | 24 | 0 | 391.196 | 38.374 | 2160725 | 2073305 | 2031838.9 | 2148.6404 | 2105.6676
8 | 16 | 8 | 819 | 96 | 28 | 1 | 622.73 | 46.702 | 3478592 | 3348100.75 | 3281138.735 | 3469.757 | 3400.3619
8 | 16 | 9 | 871 | 106 | 29 | 2 | 816.12 | 50.225 | 4546283 | 4374258.5 | 4286773.33 | 4533.2011 | 4442.5371
8 | 16 | 10 | 898 | 114 | 30 | 2 | 957.383 | 55.11 | 5246434 | 5043947.5 | 4943068.55 | 5227.2239 | 5122.6794
8 | 16 | 11 | 908 | 119 | 31 | 2 | 1031.083 | 58.18 | 5585075.5 | 5366938.5 | 5259599.73 | 5561.9511 | 5450.712
8 | 16 | 12 | 763 | 215 | 32 | 2 | 1001.694 | 58.635 | 5416189 | 5205932 | 5101813.36 | 5395.0942 | 5287.1924
8 | 16 | 13 | 754 | 202 | 31 | 3 | 931.138 | 53.198 | 5141462 | 4943705.5 | 4844831.39 | 5123.3395 | 5020.8727
8 | 16 | 14 | 534 | 287 | 31 | 2 | 740.764 | 51.19 | 4116199.25 | 3961619.5 | 3882387.11 | 4105.5685 | 4023.4572
8 | 16 | 15 | 626 | 175 | 30 | 1 | 592.092 | 49.162 | 3288713 | 3164985.75 | 3101686.035 | 3279.9884 | 3214.3886
8 | 16 | 16 | 191 | 191 | 29 | 1 | 270.995 | 38.321 | 1552793.125 | 1482190.625 | 1452546.8125 | 1536.0474 | 1505.3264
8 | 16 | 17 | 10 | 87 | 26 | 1 | 84.055 | 28.05 | 506262.531 | 460097.906 | 450895.9479 | 476.816 | 467.2797
8 | 16 | 18 | 0 | 12 | 23 | 2 | 11.36 | 21.845 | 70393.43 | 32722.902 | 32068.444 | 33.9119 | 33.2337
8 | 16 | 19 | 0 | 0 | 21 | 3 | 0 | 21 | 0 | 0 | 0 | 0 | 0
8 | 16 | 20 | 0 | 0 | 20 | 3 | 0 | 20 | 0 | 0 | 0 | 0 | 0
8 | 16 | 21 | 0 | 0 | 19 | 2 | 0 | 19 | 0 | 0 | 0 | 0 | 0
8 | 16 | 22 | 0 | 0 | 18 | 1 | 0 | 18 | 0 | 0 | 0 | 0 | 0
8 | 16 | 23 | 0 | 0 | 18 | 0 | 0 | 18 | 0 | 0 | 0 | 0 | 0
8 | 17 | 0 | 0 | 0 | 17 | 0 | 0 | 17 | 0 | 0 | 0 | 0 | 0
8 | 17 | 1 | 0 | 0 | 17 | 1 | 0 | 17 | 0 | 0 | 0 | 0 | 0
8 | 17 | 2 | 0 | 0 | 16 | 1 | 0 | 16 | 0 | 0 | 0 | 0 | 0
8 | 17 | 3 | 0 | 0 | 16 | 1 | 0 | 16 | 0 | 0 | 0 | 0 | 0
8 | 17 | 4 | 0 | 0 | 16 | 1 | 0 | 16 | 0 | 0 | 0 | 0 | 0
8 | 17 | 5 | 94 | 14 | 17 | 1 | 10.695 | 15.008 | 67838.445 | 30214.793 | 29610.4971 | 31.3127 | 30.6864
8 | 17 | 6 | 481 | 65 | 21 | 1 | 153.02 | 23.822 | 773070.125 | 721217.375 | 706793.0275 | 747.4235 | 732.475
8 | 17 | 7 | 670 | 93 | 25 | 1 | 379.408 | 35.623 | 2122006.5 | 2035715 | 1995000.7 | 2109.6845 | 2067.4909
8 | 17 | 8 | 773 | 110 | 28 | 1 | 608.123 | 46.24 | 3404441.5 | 3276614 | 3211081.72 | 3395.6727 | 3327.7593
8 | 17 | 9 | 832 | 121 | 29 | 2 | 804.206 | 49.895 | 4485982.5 | 4316462 | 4230132.76 | 4473.3045 | 4383.8385
8 | 17 | 10 | 865 | 127 | 30 | 2 | 940.185 | 54.669 | 5161123 | 4962485 | 4863235.3 | 5142.8014 | 5039.9453
8 | 17 | 11 | 880 | 131 | 31 | 3 | 1015.554 | 54.896 | 5572492.5 | 5354947.5 | 5247848.55 | 5549.5244 | 5438.5339
8 | 17 | 12 | 878 | 132 | 32 | 3 | 1016.625 | 56.045 | 5553362 | 5336716.5 | 5229982.17 | 5530.6309 | 5420.0183
8 | 17 | 13 | 861 | 130 | 32 | 3 | 945.395 | 54.509 | 5193312.5 | 4993227 | 4893362.46 | 5174.6604 | 5071.1672
8 | 17 | 14 | 826 | 125 | 31 | 3 | 812.621 | 50.488 | 4524147.5 | 4353044 | 4265983.12 | 4511.2158 | 4420.9915
8 | 17 | 15 | 768 | 114 | 30 | 3 | 620.009 | 44.942 | 3492853.5 | 3361846.5 | 3294609.57 | 3484.0022 | 3414.3222
8 | 17 | 16 | 668 | 97 | 29 | 3 | 393.729 | 38.381 | 2192065 | 2103725.75 | 2061651.235 | 2180.1665 | 2136.5632
8 | 17 | 17 | 445 | 69 | 26 | 2 | 158.289 | 29.9 | 803510.75 | 750985.375 | 735965.6675 | 778.2731 | 762.7076
8 | 17 | 18 | 0 | 23 | 23 | 1 | 21.525 | 22.362 | 133138.547 | 94306.281 | 92420.1554 | 97.733 | 95.7783
8 | 17 | 19 | 0 | 0 | 22 | 1 | 0 | 22 | 0 | 0 | 0 | 0 | 0
8 | 17 | 20 | 0 | 0 | 21 | 1 | 0 | 21 | 0 | 0 | 0 | 0 | 0
8 | 17 | 21 | 0 | 0 | 20 | 0 | 0 | 20 | 0 | 0 | 0 | 0 | 0
8 | 17 | 22 | 0 | 0 | 19 | 0 | 0 | 19 | 0 | 0 | 0 | 0 | 0
8 | 17 | 23 | 0 | 0 | 19 | 0 | 0 | 19 | 0 | 0 | 0 | 0 | 0
8 | 18 | 0 | 0 | 0 | 18 | 1 | 0 | 18 | 0 | 0 | 0 | 0 | 0
8 | 18 | 1 | 0 | 0 | 18 | 1 | 0 | 18 | 0 | 0 | 0 | 0 | 0
8 | 18 | 2 | 0 | 0 | 18 | 0 | 0 | 18 | 0 | 0 | 0 | 0 | 0
8 | 18 | 3 | 0 | 0 | 17 | 0 | 0 | 17 | 0 | 0 | 0 | 0 | 0
8 | 18 | 4 | 0 | 0 | 17 | 0 | 0 | 17 | 0 | 0 | 0 | 0 | 0
8 | 18 | 5 | 0 | 14 | 18 | 0 | 13.263 | 15.112 | 84094.813 | 46172.352 | 45248.905 | 47.8501 | 46.8931
8 | 18 | 6 | 420 | 72 | 20 | 1 | 147.041 | 22.617 | 760754 | 709172 | 694988.56 | 734.9404 | 720.2416
8 | 18 | 7 | 621 | 105 | 23 | 1 | 370.762 | 33.333 | 2096638.125 | 2011081.75 | 1970860.115 | 2084.1562 | 2042.4731
8 | 18 | 8 | 732 | 124 | 26 | 1 | 597.214 | 43.943 | 3373941.25 | 3247201.25 | 3182257.225 | 3365.1912 | 3297.8874
8 | 18 | 9 | 796 | 136 | 28 | 1 | 790.923 | 52.18 | 4373552 | 4208649.5 | 4124476.51 | 4361.5746 | 4274.3431
8 | 18 | 10 | 831 | 145 | 30 | 1 | 933.477 | 58.615 | 5045391 | 4851913 | 4754874.74 | 5028.2116 | 4927.6474
8 | 18 | 11 | 841 | 153 | 31 | 2 | 1007.102 | 57.553 | 5468708 | 5256016.5 | 5150896.17 | 5446.9986 | 5338.0586
8 | 18 | 12 | 466 | 419 | 31 | 2 | 913.625 | 55.538 | 5000725.5 | 4809220.5 | 4713036.09 | 4983.9679 | 4884.2885
8 | 18 | 13 | 810 | 157 | 31 | 2 | 931.604 | 55.716 | 5093517 | 4897901.5 | 4799943.47 | 5075.8712 | 4974.3538
8 | 18 | 14 | 328 | 348 | 30 | 3 | 628.149 | 45.393 | 3570084.75 | 3436267 | 3367541.66 | 3561.1269 | 3489.9043
8 | 18 | 15 | 140 | 286 | 29 | 3 | 376.926 | 38.015 | 2196929.5 | 2108447.25 | 2066278.305 | 2185.0596 | 2141.3584
8 | 18 | 16 | 249 | 181 | 28 | 2 | 288.58 | 35.286 | 1663879.125 | 1590347.375 | 1558540.4275 | 1648.1341 | 1615.1714
8 | 18 | 17 | 341 | 86 | 25 | 2 | 151.384 | 28.358 | 800976.438 | 748507.313 | 733537.1667 | 775.705 | 760.1909
8 | 18 | 18 | 80 | 17 | 23 | 2 | 13.037 | 22.12 | 80703.031 | 42843.027 | 41986.1665 | 44.3998 | 43.5118
8 | 18 | 19 | 0 | 0 | 22 | 3 | 0 | 22 | 0 | 0 | 0 | 0 | 0
8 | 18 | 20 | 0 | 0 | 20 | 3 | 0 | 20 | 0 | 0 | 0 | 0 | 0
8 | 18 | 21 | 0 | 0 | 19 | 2 | 0 | 19 | 0 | 0 | 0 | 0 | 0
8 | 18 | 22 | 0 | 0 | 18 | 1 | 0 | 18 | 0 | 0 | 0 | 0 | 0
8 | 18 | 23 | 0 | 0 | 17 | 0 | 0 | 17 | 0 | 0 | 0 | 0 | 0
8 | 19 | 0 | 0 | 0 | 17 | 0 | 0 | 17 | 0 | 0 | 0 | 0 | 0
8 | 19 | 1 | 0 | 0 | 16 | 0 | 0 | 16 | 0 | 0 | 0 | 0 | 0
8 | 19 | 2 | 0 | 0 | 16 | 1 | 0 | 16 | 0 | 0 | 0 | 0 | 0
8 | 19 | 3 | 0 | 0 | 16 | 1 | 0 | 16 | 0 | 0 | 0 | 0 | 0
8 | 19 | 4 | 0 | 0 | 16 | 1 | 0 | 16 | 0 | 0 | 0 | 0 | 0
8 | 19 | 5 | 0 | 15 | 17 | 1 | 14.214 | 15.135 | 90119.539 | 52085.988 | 51044.2682 | 53.9786 | 52.899
8 | 19 | 6 | 477 | 59 | 19 | 2 | 146.048 | 21.181 | 738114.063 | 687027.625 | 673287.0725 | 711.9914 | 697.7516
8 | 19 | 7 | 669 | 89 | 22 | 3 | 374.679 | 29.766 | 2138440 | 2051670.5 | 2010637.09 | 2126.2198 | 2083.6954
8 | 19 | 8 | 508 | 201 | 25 | 3 | 531.335 | 36.958 | 3089040.5 | 2972223.25 | 2912778.785 | 3080.2217 | 3018.6172
8 | 19 | 9 | 445 | 296 | 26 | 3 | 671.953 | 41.517 | 3872741.25 | 3727609.5 | 3653057.31 | 3863.0556 | 3785.7944
8 | 19 | 10 | 838 | 136 | 26 | 3 | 930.417 | 47.611 | 5248313 | 5045741.5 | 4944826.67 | 5229.0831 | 5124.5014
8 | 19 | 11 | 837 | 149 | 27 | 3 | 998.742 | 50.65 | 5571198.5 | 5353714.5 | 5246640.21 | 5548.2466 | 5437.2816
8 | 19 | 12 | 35 | 381 | 26 | 2 | 418.999 | 38.528 | 2446310.75 | 2350325.25 | 2303318.745 | 2435.7264 | 2387.0119
8 | 19 | 13 | 15 | 244 | 26 | 2 | 249.882 | 32.39 | 1491785.875 | 1422764.625 | 1394309.3325 | 1474.4621 | 1444.9728
8 | 19 | 14 | 0 | 119 | 26 | 2 | 113.594 | 28.246 | 688271.563 | 638266.875 | 625501.5375 | 661.4589 | 648.2297
8 | 19 | 15 | 0 | 129 | 25 | 2 | 123.143 | 27.03 | 749342.5 | 698010.625 | 684050.4125 | 723.3735 | 708.906
8 | 19 | 16 | 308 | 171 | 24 | 1 | 303.812 | 32.18 | 1763346.375 | 1687137.25 | 1653394.505 | 1748.4409 | 1713.4721
8 | 19 | 17 | 55 | 90 | 23 | 0 | 95.922 | 27.668 | 563588.5 | 516232.969 | 505908.3096 | 534.9908 | 524.2909
8 | 19 | 18 | 0 | 9 | 21 | 0 | 8.516 | 19.074 | 53271.238 | 15914.169 | 15595.8856 | 16.4924 | 16.1626
8 | 19 | 19 | 0 | 0 | 20 | 0 | 0 | 20 | 0 | 0 | 0 | 0 | 0
8 | 19 | 20 | 0 | 0 | 19 | 0 | 0 | 19 | 0 | 0 | 0 | 0 | 0
8 | 19 | 21 | 0 | 0 | 18 | 0 | 0 | 18 | 0 | 0 | 0 | 0 | 0
8 | 19 | 22 | 0 | 0 | 17 | 0 | 0 | 17 | 0 | 0 | 0 | 0 | 0
8 | 19 | 23 | 0 | 0 | 17 | 0 | 0 | 17 | 0 | 0 | 0 | 0 | 0
8 | 20 | 0 | 0 | 0 | 16 | 1 | 0 | 16 | 0 | 0 | 0 | 0 | 0
8 | 20 | 1 | 0 | 0 | 16 | 1 | 0 | 16 | 0 | 0 | 0 | 0 | 0
8 | 20 | 2 | 0 | 0 | 16 | 0 | 0 | 16 | 0 | 0 | 0 | 0 | 0
8 | 20 | 3 | 0 | 0 | 16 | 0 | 0 | 16 | 0 | 0 | 0 | 0 | 0
8 | 20 | 4 | 0 | 0 | 16 | 0 | 0 | 16 | 0 | 0 | 0 | 0 | 0
8 | 20 | 5 | 40 | 10 | 17 | 0 | 8.651 | 13.652 | 55126.082 | 17735.133 | 17380.4303 | 18.3796 | 18.012
8 | 20 | 6 | 381 | 75 | 19 | 0 | 142.409 | 22.232 | 746719.813 | 695445.313 | 681536.4067 | 720.7149 | 706.3006
8 | 20 | 7 | 583 | 112 | 22 | 1 | 361.625 | 32.034 | 2058201.875 | 1973753 | 1934277.94 | 2045.4711 | 2004.5617
8 | 20 | 8 | 699 | 134 | 23 | 1 | 586.735 | 40.684 | 3356307.75 | 3230194 | 3165590.12 | 3347.566 | 3280.6147
8 | 20 | 9 | 766 | 148 | 25 | 2 | 779.183 | 45.342 | 4422827.5 | 4255909.5 | 4170791.31 | 4410.5518 | 4322.3408
8 | 20 | 10 | 801 | 159 | 26 | 2 | 920.233 | 50.289 | 5138093 | 4940487 | 4841677.26 | 5120.0041 | 5017.604
8 | 20 | 11 | 814 | 166 | 27 | 2 | 993.663 | 53.391 | 5484434.5 | 5271011 | 5165590.78 | 5462.5379 | 5353.2872
8 | 20 | 12 | 811 | 167 | 27 | 3 | 993.049 | 50.663 | 5539174.5 | 5323194 | 5216730.12 | 5516.6171 | 5406.2847
8 | 20 | 13 | 797 | 161 | 27 | 3 | 922.381 | 49.114 | 5173565.5 | 4974368.5 | 4874881.13 | 5155.1167 | 5052.0143
8 | 20 | 14 | 765 | 149 | 26 | 3 | 785.151 | 44.95 | 4464252.5 | 4295629.5 | 4209716.91 | 4451.7151 | 4362.6808
8 | 20 | 15 | 718 | 128 | 25 | 4 | 599.542 | 38.12 | 3464289.25 | 3334313.75 | 3267627.475 | 3455.4691 | 3386.3597
8 | 20 | 16 | 643 | 98 | 24 | 3 | 380.028 | 33.008 | 2154910 | 2067659.875 | 2026306.6775 | 2142.7902 | 2099.9344
8 | 20 | 17 | 477 | 64 | 23 | 2 | 156.51 | 26.761 | 789279.375 | 737069.063 | 722327.6817 | 763.8511 | 748.5741
8 | 20 | 18 | 0 | 18 | 21 | 2 | 17.068 | 20.189 | 106364.031 | 68030.008 | 66669.4078 | 70.5019 | 69.0919
8 | 20 | 19 | 0 | 0 | 20 | 2 | 0 | 20 | 0 | 0 | 0 | 0 | 0
8 | 20 | 20 | 0 | 0 | 19 | 2 | 0 | 19 | 0 | 0 | 0 | 0 | 0
8 | 20 | 21 | 0 | 0 | 18 | 1 | 0 | 18 | 0 | 0 | 0 | 0 | 0
8 | 20 | 22 | 0 | 0 | 18 | 1 | 0 | 18 | 0 | 0 | 0 | 0 | 0
8 | 20 | 23 | 0 | 0 | 17 | 1 | 0 | 17 | 0 | 0 | 0 | 0 | 0
8 | 21 | 0 | 0 | 0 | 17 | 1 | 0 | 17 | 0 | 0 | 0 | 0 | 0
8 | 21 | 1 | 0 | 0 | 16 | 1 | 0 | 16 | 0 | 0 | 0 | 0 | 0
8 | 21 | 2 | 0 | 0 | 16 | 0 | 0 | 16 | 0 | 0 | 0 | 0 | 0
8 | 21 | 3 | 0 | 0 | 16 | 0 | 0 | 16 | 0 | 0 | 0 | 0 | 0
8 | 21 | 4 | 0 | 0 | 16 | 0 | 0 | 16 | 0 | 0 | 0 | 0 | 0
8 | 21 | 5 | 87 | 11 | 17 | 0 | 8.374 | 13.76 | 53343.395 | 15985.008 | 15665.3078 | 16.5658 | 16.2345
8 | 21 | 6 | 521 | 54 | 19 | 0 | 148.839 | 22.523 | 736245.75 | 685200.125 | 671496.1225 | 710.0975 | 695.8955
8 | 21 | 7 | 709 | 76 | 22 | 1 | 378.313 | 32.574 | 2131233.75 | 2044674 | 2003780.52 | 2118.9691 | 2076.5897
8 | 21 | 8 | 806 | 90 | 25 | 2 | 607.813 | 40.46 | 3474725.5 | 3344373.75 | 3277486.275 | 3465.8946 | 3396.5767
8 | 21 | 9 | 859 | 99 | 26 | 3 | 798.782 | 44.542 | 4546515.5 | 4374481 | 4286991.38 | 4533.4317 | 4442.7631
8 | 21 | 10 | 889 | 105 | 27 | 3 | 939.009 | 49.051 | 5267613.5 | 5064165.5 | 4962882.19 | 5248.1765 | 5143.213
8 | 21 | 11 | 904 | 106 | 28 | 3 | 1012.209 | 51.926 | 5618566.5 | 5398849 | 5290872.02 | 5595.0211 | 5483.1206
8 | 21 | 12 | 904 | 106 | 28 | 3 | 1013.388 | 52.11 | 5621136.5 | 5401298 | 5293272.04 | 5597.559 | 5485.6079
8 | 21 | 13 | 888 | 104 | 28 | 3 | 940.421 | 50.521 | 5246108.5 | 5043636.5 | 4942763.77 | 5226.9016 | 5122.3636
8 | 21 | 14 | 72 | 346 | 27 | 3 | 404.202 | 37.376 | 2368772.25 | 2275154.5 | 2229651.41 | 2357.8243 | 2310.6678
8 | 21 | 15 | 424 | 232 | 26 | 3 | 513.294 | 37.61 | 2982206 | 2869000.5 | 2811620.49 | 2973.2482 | 2913.7833
8 | 21 | 16 | 672 | 88 | 25 | 2 | 380.918 | 35.084 | 2138115 | 2051354.875 | 2010327.7775 | 2125.8927 | 2083.3749
8 | 21 | 17 | 468 | 61 | 23 | 2 | 150.671 | 26.608 | 756763.375 | 705268.938 | 691163.5592 | 730.8955 | 716.2776
8 | 21 | 18 | 0 | 16 | 22 | 2 | 15.165 | 21.145 | 94196.984 | 56088.141 | 54966.3782 | 58.1262 | 56.9636
8 | 21 | 19 | 0 | 0 | 21 | 1 | 0 | 21 | 0 | 0 | 0 | 0 | 0
8 | 21 | 20 | 0 | 0 | 20 | 1 | 0 | 20 | 0 | 0 | 0 | 0 | 0
8 | 21 | 21 | 0 | 0 | 19 | 1 | 0 | 19 | 0 | 0 | 0 | 0 | 0
8 | 21 | 22 | 0 | 0 | 19 | 1 | 0 | 19 | 0 | 0 | 0 | 0 | 0
8 | 21 | 23 | 0 | 0 | 18 | 0 | 0 | 18 | 0 | 0 | 0 | 0 | 0
8 | 22 | 0 | 0 | 0 | 17 | 0 | 0 | 17 | 0 | 0 | 0 | 0 | 0
8 | 22 | 1 | 0 | 0 | 17 | 0 | 0 | 17 | 0 | 0 | 0 | 0 | 0
8 | 22 | 2 | 0 | 0 | 16 | 1 | 0 | 16 | 0 | 0 | 0 | 0 | 0
8 | 22 | 3 | 0 | 0 | 16 | 1 | 0 | 16 | 0 | 0 | 0 | 0 | 0
8 | 22 | 4 | 0 | 0 | 16 | 1 | 0 | 16 | 0 | 0 | 0 | 0 | 0
8 | 22 | 5 | 104 | 10 | 17 | 2 | 6.991 | 15.306 | 44298.996 | 7105.575 | 6963.4635 | 7.3638 | 7.2165
8 | 22 | 6 | 559 | 51 | 20 | 3 | 152.615 | 22.107 | 747165.625 | 695881.375 | 681963.7475 | 721.1669 | 706.7435
8 | 22 | 7 | 744 | 72 | 23 | 3 | 388.664 | 31.115 | 2198019 | 2109504.75 | 2067314.655 | 2186.1555 | 2142.4324
8 | 22 | 8 | 836 | 85 | 26 | 3 | 619.522 | 39.998 | 3546741.25 | 3413776.5 | 3345500.97 | 3537.8192 | 3467.0628
8 | 22 | 9 | 508 | 278 | 28 | 3 | 705.011 | 44.434 | 4018504.25 | 3867753 | 3790397.94 | 4008.2913 | 3928.1255
8 | 22 | 10 | 911 | 104 | 29 | 3 | 958.128 | 51.204 | 5330610 | 5124289 | 5021803.22 | 5310.4847 | 5204.275
8 | 22 | 11 | 918 | 110 | 30 | 2 | 1029.942 | 57.204 | 5600392 | 5381533 | 5273902.34 | 5577.0759 | 5465.5343
8 | 22 | 12 | 910 | 115 | 31 | 2 | 1028.233 | 58.303 | 5566890 | 5349608.5 | 5242616.33 | 5543.9914 | 5433.1115
8 | 22 | 13 | 884 | 118 | 31 | 2 | 950.531 | 56.468 | 5181286 | 4981742 | 4882107.16 | 5162.7581 | 5059.5029
8 | 22 | 14 | 840 | 117 | 30 | 3 | 810.348 | 49.473 | 4527971.5 | 4356709 | 4269574.82 | 4515.014 | 4424.7137
8 | 22 | 15 | 776 | 108 | 29 | 3 | 612.533 | 43.781 | 3462429.5 | 3332521.25 | 3265870.825 | 3453.6114 | 3384.5392
8 | 22 | 16 | 673 | 91 | 28 | 3 | 382.944 | 37.113 | 2132999.75 | 2046388.5 | 2005460.73 | 2120.7459 | 2078.331
8 | 22 | 17 | 478 | 63 | 25 | 2 | 153.332 | 28.717 | 763380.75 | 711741.063 | 697506.2417 | 737.6028 | 722.8508
8 | 22 | 18 | 76 | 12 | 22 | 1 | 9.154 | 20.893 | 56905.477 | 19482.002 | 19092.362 | 20.1899 | 19.7861
8 | 22 | 19 | 0 | 0 | 20 | 1 | 0 | 20 | 0 | 0 | 0 | 0 | 0
8 | 22 | 20 | 0 | 0 | 19 | 1 | 0 | 19 | 0 | 0 | 0 | 0 | 0
8 | 22 | 21 | 0 | 0 | 19 | 0 | 0 | 19 | 0 | 0 | 0 | 0 | 0
8 | 22 | 22 | 0 | 0 | 19 | 0 | 0 | 19 | 0 | 0 | 0 | 0 | 0
8 | 22 | 23 | 0 | 0 | 18 | 0 | 0 | 18 | 0 | 0 | 0 | 0 | 0
8 | 23 | 0 | 0 | 0 | 18 | 0 | 0 | 18 | 0 | 0 | 0 | 0 | 0
8 | 23 | 1 | 0 | 0 | 18 | 0 | 0 | 18 | 0 | 0 | 0 | 0 | 0
8 | 23 | 2 | 0 | 0 | 17 | 0 | 0 | 17 | 0 | 0 | 0 | 0 | 0
8 | 23 | 3 | 0 | 0 | 17 | 1 | 0 | 17 | 0 | 0 | 0 | 0 | 0
8 | 23 | 4 | 0 | 0 | 17 | 1 | 0 | 17 | 0 | 0 | 0 | 0 | 0
8 | 23 | 5 | 112 | 10 | 18 | 1 | 7.012 | 15.909 | 44342.688 | 7148.471 | 7005.5016 | 7.4082 | 7.2601
8 | 23 | 6 | 580 | 48 | 22 | 2 | 153.255 | 24.414 | 737658.5 | 686582.063 | 672850.4217 | 711.5296 | 697.299
8 | 23 | 7 | 766 | 67 | 26 | 1 | 392.499 | 37.018 | 2170046.5 | 2082353.625 | 2040706.5525 | 2158.0178 | 2114.8575
8 | 23 | 8 | 858 | 79 | 29 | 1 | 626.917 | 47.799 | 3484853.25 | 3354135.5 | 3287052.79 | 3476.011 | 3406.4908
8 | 23 | 9 | 907 | 87 | 30 | 1 | 824.344 | 55.106 | 4505373 | 4335049.5 | 4248348.51 | 4492.5674 | 4402.7161
8 | 23 | 10 | 932 | 94 | 31 | 1 | 966.703 | 60.546 | 5184645 | 4984949.5 | 4885250.51 | 5166.0821 | 5062.7605
8 | 23 | 11 | 941 | 98 | 32 | 1 | 1039.557 | 63.861 | 5504227.5 | 5289881.5 | 5184083.87 | 5482.0941 | 5372.4522
8 | 23 | 12 | 937 | 99 | 32 | 2 | 1037.372 | 59.492 | 5589873.5 | 5371510.5 | 5264080.29 | 5566.6892 | 5455.3554
8 | 23 | 13 | 920 | 98 | 32 | 2 | 961.888 | 57.716 | 5217322 | 5016153 | 4915829.94 | 5198.4194 | 5094.4511
8 | 23 | 14 | 889 | 94 | 32 | 3 | 820.42 | 51.672 | 4544852 | 4372887 | 4285429.26 | 4531.7798 | 4441.1442
8 | 23 | 15 | 836 | 85 | 31 | 3 | 623.111 | 46.018 | 3489447.5 | 3358563.75 | 3291392.475 | 3480.6002 | 3410.9882
8 | 23 | 16 | 745 | 72 | 30 | 3 | 392.745 | 39.37 | 2159064.25 | 2071692.75 | 2030258.895 | 2146.9696 | 2104.0302
8 | 23 | 17 | 566 | 51 | 27 | 2 | 156.759 | 30.875 | 747642.5 | 696347.813 | 682420.8567 | 721.6502 | 707.2172
8 | 23 | 18 | 0 | 14 | 24 | 2 | 13.265 | 23.176 | 81816.156 | 43935.664 | 43056.9507 | 45.5321 | 44.6215
8 | 23 | 19 | 0 | 0 | 22 | 2 | 0 | 22 | 0 | 0 | 0 | 0 | 0
8 | 23 | 20 | 0 | 0 | 21 | 2 | 0 | 21 | 0 | 0 | 0 | 0 | 0
8 | 23 | 21 | 0 | 0 | 20 | 1 | 0 | 20 | 0 | 0 | 0 | 0 | 0
8 | 23 | 22 | 0 | 0 | 20 | 1 | 0 | 20 | 0 | 0 | 0 | 0 | 0
8 | 23 | 23 | 0 | 0 | 19 | 1 | 0 | 19 | 0 | 0 | 0 | 0 | 0
8 | 24 | 0 | 0 | 0 | 18 | 0 | 0 | 18 | 0 | 0 | 0 | 0 | 0
8 | 24 | 1 | 0 | 0 | 18 | 0 | 0 | 18 | 0 | 0 | 0 | 0 | 0
8 | 24 | 2 | 0 | 0 | 17 | 1 | 0 | 17 | 0 | 0 | 0 | 0 | 0
8 | 24 | 3 | 0 | 0 | 17 | 1 | 0 | 17 | 0 | 0 | 0 | 0 | 0
8 | 24 | 4 | 0 | 0 | 17 | 1 | 0 | 17 | 0 | 0 | 0 | 0 | 0
8 | 24 | 5 | 0 | 0 | 19 | 2 | 0 | 19 | 0 | 0 | 0 | 0 | 0
8 | 24 | 6 | 553 | 50 | 22 | 3 | 150.108 | 24.067 | 728607.188 | 677728.125 | 664173.5625 | 702.354 | 688.3069
8 | 24 | 7 | 728 | 73 | 26 | 3 | 382.66 | 33.988 | 2142183 | 2055304.375 | 2014198.2875 | 2129.9857 | 2087.386
8 | 24 | 8 | 149 | 273 | 30 | 3 | 368.736 | 38.256 | 2145869.25 | 2058883.25 | 2017705.585 | 2133.6946 | 2091.0207
8 | 24 | 9 | 855 | 104 | 31 | 3 | 800.45 | 48.952 | 4480483.5 | 4311190 | 4224966.2 | 4467.841 | 4378.4842
8 | 24 | 10 | 477 | 359 | 32 | 3 | 828.304 | 51.494 | 4604125.5 | 4429681.5 | 4341087.87 | 4590.638 | 4498.8252
8 | 24 | 11 | 879 | 124 | 32 | 3 | 1005.306 | 55.404 | 5505212.5 | 5290820.5 | 5185004.09 | 5483.0672 | 5373.4059
8 | 24 | 12 | 481 | 402 | 32 | 4 | 911.287 | 51.843 | 5060087 | 4865957.5 | 4768638.35 | 5042.7665 | 4941.9111
8 | 24 | 13 | 12 | 200 | 31 | 4 | 203.843 | 36.047 | 1200947.125 | 1139197.75 | 1116413.795 | 1180.5915 | 1156.9797
8 | 24 | 14 | 441 | 294 | 30 | 4 | 668.875 | 43.424 | 3827781 | 3684360 | 3610672.8 | 3818.2345 | 3741.8699
8 | 24 | 15 | 37 | 237 | 29 | 4 | 257.004 | 34.671 | 1519516.125 | 1449778.5 | 1420782.93 | 1502.4575 | 1472.4084
8 | 24 | 16 | 28 | 155 | 27 | 3 | 162.171 | 30.102 | 971163.313 | 914847.375 | 896550.4275 | 948.0892 | 929.1274
8 | 24 | 17 | 0 | 47 | 24 | 2 | 44.609 | 24.046 | 274308 | 232786.922 | 228131.1836 | 241.2454 | 236.4205
8 | 24 | 18 | 0 | 2 | 22 | 2 | 1.889 | 20.419 | 11764.117 | 0 | 0 | 0 | 0
8 | 24 | 19 | 0 | 0 | 20 | 1 | 0 | 20 | 0 | 0 | 0 | 0 | 0
8 | 24 | 20 | 0 | 0 | 18 | 1 | 0 | 18 | 0 | 0 | 0 | 0 | 0
8 | 24 | 21 | 0 | 0 | 16 | 1 | 0 | 16 | 0 | 0 | 0 | 0 | 0
8 | 24 | 22 | 0 | 0 | 15 | 1 | 0 | 15 | 0 | 0 | 0 | 0 | 0
8 | 24 | 23 | 0 | 0 | 14 | 0 | 0 | 14 | 0 | 0 | 0 | 0 | 0
8 | 25 | 0 | 0 | 0 | 14 | 0 | 0 | 14 | 0 | 0 | 0 | 0 | 0
8 | 25 | 1 | 0 | 0 | 14 | 0 | 0 | 14 | 0 | 0 | 0 | 0 | 0
8 | 25 | 2 | 0 | 0 | 14 | 0 | 0 | 14 | 0 | 0 | 0 | 0 | 0
8 | 25 | 3 | 0 | 0 | 14 | 0 | 0 | 14 | 0 | 0 | 0 | 0 | 0
8 | 25 | 4 | 0 | 0 | 14 | 0 | 0 | 14 | 0 | 0 | 0 | 0 | 0
8 | 25 | 5 | 0 | 0 | 14 | 0 | 0 | 14 | 0 | 0 | 0 | 0 | 0
8 | 25 | 6 | 98 | 80 | 16 | 1 | 94.115 | 16.702 | 558207.188 | 510964.219 | 500744.9346 | 529.5306 | 518.94
8 | 25 | 7 | 659 | 88 | 17 | 1 | 368.809 | 27.043 | 2124017.75 | 2037667.875 | 1996914.5175 | 2111.7084 | 2069.4742
8 | 25 | 8 | 763 | 106 | 19 | 2 | 597.158 | 34.267 | 3493470.5 | 3362441.25 | 3295192.425 | 3484.6186 | 3414.9262
8 | 25 | 9 | 819 | 119 | 21 | 2 | 791.281 | 41.806 | 4550479.5 | 4378280 | 4290714.4 | 4537.3688 | 4446.6214
8 | 25 | 10 | 461 | 358 | 22 | 2 | 812.665 | 43.864 | 4650177.5 | 4473794.5 | 4384318.61 | 4636.3539 | 4543.6268
8 | 25 | 11 | 590 | 300 | 23 | 2 | 913.672 | 47.357 | 5161191.5 | 4962550.5 | 4863299.49 | 5142.8693 | 5040.0119
8 | 25 | 12 | 844 | 143 | 23 | 2 | 990.206 | 49.493 | 5548058.5 | 5331661.5 | 5225028.27 | 5525.3922 | 5414.8844
8 | 25 | 13 | 816 | 145 | 23 | 2 | 919.336 | 47.994 | 5178197 | 4978792 | 4879216.16 | 5159.7009 | 5056.5069
8 | 25 | 14 | 525 | 271 | 22 | 2 | 712.494 | 41.757 | 4101773.75 | 3947762.75 | 3868807.495 | 4091.2083 | 4009.3841
8 | 25 | 15 | 124 | 266 | 22 | 1 | 346.337 | 34.165 | 2046797.125 | 1962675.375 | 1923421.8675 | 2033.991 | 1993.3111
8 | 25 | 16 | 15 | 144 | 21 | 1 | 144.001 | 25.228 | 879086.438 | 824870.5 | 808373.09 | 854.8429 | 837.7461
8 | 25 | 17 | 0 | 17 | 19 | 0 | 16.094 | 18.093 | 101017.367 | 62782.391 | 61526.7432 | 65.0636 | 63.7624
8 | 25 | 18 | 0 | 0 | 18 | 0 | 0 | 18 | 0 | 0 | 0 | 0 | 0
8 | 25 | 19 | 0 | 0 | 17 | 1 | 0 | 17 | 0 | 0 | 0 | 0 | 0
8 | 25 | 20 | 0 | 0 | 17 | 1 | 0 | 17 | 0 | 0 | 0 | 0 | 0
8 | 25 | 21 | 0 | 0 | 16 | 1 | 0 | 16 | 0 | 0 | 0 | 0 | 0
8 | 25 | 22 | 0 | 0 | 16 | 1 | 0 | 16 | 0 | 0 | 0 | 0 | 0
8 | 25 | 23 | 0 | 0 | 16 | 0 | 0 | 16 | 0 | 0 | 0 | 0 | 0
8 | 26 | 0 | 0 | 0 | 15 | 0 | 0 | 15 | 0 | 0 | 0 | 0 | 0
8 | 26 | 1 | 0 | 0 | 15 | 0 | 0 | 15 | 0 | 0 | 0 | 0 | 0
8 | 26 | 2 | 0 | 0 | 14 | 0 | 0 | 14 | 0 | 0 | 0 | 0 | 0
8 | 26 | 3 | 0 | 0 | 14 | 0 | 0 | 14 | 0 | 0 | 0 | 0 | 0
8 | 26 | 4 | 0 | 0 | 14 | 0 | 0 | 14 | 0 | 0 | 0 | 0 | 0
8 | 26 | 5 | 0 | 0 | 14 | 1 | 0 | 14 | 0 | 0 | 0 | 0 | 0
8 | 26 | 6 | 468 | 58 | 17 | 2 | 142.291 | 18.991 | 722859.625 | 672105.688 | 658663.5742 | 696.5273 | 682.5967
8 | 26 | 7 | 187 | 171 | 21 | 2 | 246.919 | 26.365 | 1471827 | 1403318.75 | 1375252.375 | 1454.3096 | 1425.2234
8 | 26 | 8 | 808 | 91 | 24 | 2 | 609.614 | 39.127 | 3501765 | 3370435.25 | 3303026.545 | 3492.9031 | 3423.045
8 | 26 | 9 | 871 | 97 | 27 | 1 | 805.567 | 51.674 | 4461982 | 4293452.5 | 4207583.45 | 4449.459 | 4360.4698
8 | 26 | 10 | 906 | 101 | 29 | 1 | 949.274 | 58.146 | 5139963.5 | 4942274 | 4843428.52 | 5121.856 | 5019.4189
8 | 26 | 11 | 920 | 104 | 30 | 1 | 1023.763 | 61.534 | 5471649 | 5258820.5 | 5153644.09 | 5449.9045 | 5340.9064
8 | 26 | 12 | 918 | 106 | 31 | 1 | 1023.795 | 62.718 | 5445807 | 5234179 | 5129495.42 | 5424.3676 | 5315.8803
8 | 26 | 13 | 900 | 105 | 31 | 1 | 947.617 | 60.74 | 5078284.5 | 4883347 | 4785680.06 | 5060.7878 | 4959.5721
8 | 26 | 14 | 863 | 102 | 30 | 2 | 803.843 | 51.791 | 4450431 | 4282377.5 | 4196729.95 | 4437.9816 | 4349.2219
8 | 26 | 15 | 802 | 94 | 29 | 2 | 608.233 | 45.642 | 3409982 | 3281956.25 | 3216317.125 | 3401.2091 | 3333.1849
8 | 26 | 16 | 698 | 80 | 28 | 2 | 375.845 | 38.239 | 2073621 | 1988728.875 | 1948954.2975 | 2060.9911 | 2019.7713
8 | 26 | 17 | 386 | 62 | 25 | 1 | 129.695 | 28.978 | 650202.688 | 601015.438 | 588995.1292 | 622.8539 | 610.3968
8 | 26 | 18 | 0 | 0 | 22 | 1 | 0 | 22 | 0 | 0 | 0 | 0 | 0
8 | 26 | 19 | 0 | 0 | 20 | 1 | 0 | 20 | 0 | 0 | 0 | 0 | 0
8 | 26 | 20 | 0 | 0 | 20 | 0 | 0 | 20 | 0 | 0 | 0 | 0 | 0
8 | 26 | 21 | 0 | 0 | 20 | 0 | 0 | 20 | 0 | 0 | 0 | 0 | 0
8 | 26 | 22 | 0 | 0 | 19 | 0 | 0 | 19 | 0 | 0 | 0 | 0 | 0
8 | 26 | 23 | 0 | 0 | 18 | 0 | 0 | 18 | 0 | 0 | 0 | 0 | 0
8 | 27 | 0 | 0 | 0 | 18 | 0 | 0 | 18 | 0 | 0 | 0 | 0 | 0
8 | 27 | 1 | 0 | 0 | 17 | 1 | 0 | 17 | 0 | 0 | 0 | 0 | 0
8 | 27 | 2 | 0 | 0 | 17 | 1 | 0 | 17 | 0 | 0 | 0 | 0 | 0
8 | 27 | 3 | 0 | 0 | 16 | 1 | 0 | 16 | 0 | 0 | 0 | 0 | 0
8 | 27 | 4 | 0 | 0 | 16 | 1 | 0 | 16 | 0 | 0 | 0 | 0 | 0
8 | 27 | 5 | 0 | 0 | 17 | 1 | 0 | 17 | 0 | 0 | 0 | 0 | 0
8 | 27 | 6 | 497 | 54 | 19 | 2 | 143.424 | 21.061 | 714394.5 | 663824.438 | 650547.9492 | 687.9451 | 674.1862
8 | 27 | 7 | 694 | 80 | 22 | 3 | 374.936 | 29.765 | 2133811 | 2047176.125 | 2006232.6025 | 2121.5621 | 2079.1309
8 | 27 | 8 | 365 | 238 | 25 | 4 | 474.524 | 34.68 | 2786834.25 | 2680080.25 | 2626478.645 | 2777.4634 | 2721.9141
8 | 27 | 9 | 853 | 106 | 27 | 3 | 800.449 | 45.256 | 4543626 | 4371712 | 4284277.76 | 4530.5621 | 4439.9509
8 | 27 | 10 | 882 | 114 | 28 | 3 | 940.573 | 50.058 | 5255954.5 | 5053036 | 4951975.28 | 5236.6426 | 5131.9098
8 | 27 | 11 | 402 | 394 | 29 | 3 | 817.271 | 48.627 | 4594396 | 4420360 | 4331952.8 | 4580.9778 | 4489.3582
8 | 27 | 12 | 462 | 400 | 29 | 2 | 890.147 | 52.547 | 4929232.5 | 4740863 | 4646045.74 | 4913.1265 | 4814.864
8 | 27 | 13 | 10 | 177 | 28 | 2 | 179.453 | 34.05 | 1064934.5 | 1006434.5 | 986305.81 | 1043.0042 | 1022.1441
8 | 27 | 14 | 35 | 295 | 27 | 2 | 322.539 | 34.544 | 1910080.5 | 1829827.625 | 1793231.0725 | 1896.3161 | 1858.3897
8 | 27 | 15 | 225 | 263 | 26 | 2 | 406.325 | 36.149 | 2378810 | 2284887.5 | 2239189.75 | 2367.911 | 2320.5527
8 | 27 | 16 | 205 | 167 | 24 | 3 | 249.842 | 29.491 | 1469428.375 | 1400981.75 | 1372962.115 | 1451.8877 | 1422.8499
8 | 27 | 17 | 224 | 72 | 21 | 3 | 108.942 | 22.702 | 593655.563 | 545668.625 | 534755.2525 | 565.496 | 554.1861
8 | 27 | 18 | 0 | 0 | 19 | 2 | 0 | 19 | 0 | 0 | 0 | 0 | 0
8 | 27 | 19 | 0 | 0 | 17 | 1 | 0 | 17 | 0 | 0 | 0 | 0 | 0
8 | 27 | 20 | 0 | 0 | 17 | 0 | 0 | 17 | 0 | 0 | 0 | 0 | 0
8 | 27 | 21 | 0 | 0 | 17 | 0 | 0 | 17 | 0 | 0 | 0 | 0 | 0
8 | 27 | 22 | 0 | 0 | 16 | 0 | 0 | 16 | 0 | 0 | 0 | 0 | 0
8 | 27 | 23 | 0 | 0 | 15 | 1 | 0 | 15 | 0 | 0 | 0 | 0 | 0
8 | 28 | 0 | 0 | 0 | 14 | 1 | 0 | 14 | 0 | 0 | 0 | 0 | 0
8 | 28 | 1 | 0 | 0 | 14 | 2 | 0 | 14 | 0 | 0 | 0 | 0 | 0
8 | 28 | 2 | 0 | 0 | 13 | 2 | 0 | 13 | 0 | 0 | 0 | 0 | 0
8 | 28 | 3 | 0 | 0 | 13 | 1 | 0 | 13 | 0 | 0 | 0 | 0 | 0
8 | 28 | 4 | 0 | 0 | 12 | 1 | 0 | 12 | 0 | 0 | 0 | 0 | 0
8 | 28 | 5 | 0 | 0 | 14 | 1 | 0 | 14 | 0 | 0 | 0 | 0 | 0
8 | 28 | 6 | 544 | 50 | 17 | 1 | 147.721 | 19.502 | 728203.938 | 677333.625 | 663786.9525 | 701.9452 | 687.9063
8 | 28 | 7 | 748 | 72 | 20 | 1 | 389.251 | 30.91 | 2201056.75 | 2112452.75 | 2070203.695 | 2189.2106 | 2145.4264
8 | 28 | 8 | 848 | 86 | 23 | 1 | 629.134 | 42.021 | 3574303 | 3440330.75 | 3371524.135 | 3565.3383 | 3494.0315
8 | 28 | 9 | 904 | 94 | 25 | 0 | 828.377 | 56.127 | 4509202 | 4338719 | 4251944.62 | 4496.3703 | 4406.4429
8 | 28 | 10 | 935 | 99 | 26 | 0 | 973.205 | 62.203 | 5184815.5 | 4985112 | 4885409.76 | 5166.2505 | 5062.9255
8 | 28 | 11 | 951 | 101 | 27 | 1 | 1049.981 | 59.521 | 5657058.5 | 5435518 | 5326807.64 | 5633.0225 | 5520.362
8 | 28 | 12 | 952 | 100 | 28 | 1 | 1049.165 | 60.688 | 5626375.5 | 5406289 | 5298163.22 | 5602.7314 | 5490.6768
8 | 28 | 13 | 940 | 96 | 28 | 1 | 972.48 | 58.686 | 5254120.5 | 5051285.5 | 4950259.79 | 5234.8285 | 5130.1319
8 | 28 | 14 | 912 | 90 | 28 | 1 | 827.193 | 54.558 | 4529847 | 4358507 | 4271336.86 | 4516.8773 | 4426.5397
8 | 28 | 15 | 860 | 81 | 27 | 1 | 625.234 | 47.534 | 3476739.25 | 3346315 | 3279388.7 | 3467.9064 | 3398.5482
8 | 28 | 16 | 766 | 68 | 26 | 1 | 388.122 | 38.951 | 2124931.25 | 2038554.75 | 1997783.655 | 2112.6275 | 2070.3749
8 | 28 | 17 | 572 | 46 | 22 | 1 | 145.031 | 26.48 | 683902.875 | 633992.375 | 621312.5275 | 657.0291 | 643.8885
8 | 28 | 18 | 0 | 0 | 19 | 1 | 0 | 19 | 0 | 0 | 0 | 0 | 0
8 | 28 | 19 | 0 | 0 | 17 | 1 | 0 | 17 | 0 | 0 | 0 | 0 | 0
8 | 28 | 20 | 0 | 0 | 16 | 1 | 0 | 16 | 0 | 0 | 0 | 0 | 0
8 | 28 | 21 | 0 | 0 | 15 | 1 | 0 | 15 | 0 | 0 | 0 | 0 | 0
8 | 28 | 22 | 0 | 0 | 15 | 1 | 0 | 15 | 0 | 0 | 0 | 0 | 0
8 | 28 | 23 | 0 | 0 | 14 | 1 | 0 | 14 | 0 | 0 | 0 | 0 | 0
8 | 29 | 0 | 0 | 0 | 14 | 1 | 0 | 14 | 0 | 0 | 0 | 0 | 0
8 | 29 | 1 | 0 | 0 | 14 | 1 | 0 | 14 | 0 | 0 | 0 | 0 | 0
8 | 29 | 2 | 0 | 0 | 14 | 1 | 0 | 14 | 0 | 0 | 0 | 0 | 0
8 | 29 | 3 | 0 | 0 | 13 | 1 | 0 | 13 | 0 | 0 | 0 | 0 | 0
8 | 29 | 4 | 0 | 0 | 13 | 1 | 0 | 13 | 0 | 0 | 0 | 0 | 0
8 | 29 | 5 | 0 | 0 | 15 | 1 | 0 | 15 | 0 | 0 | 0 | 0 | 0
8 | 29 | 6 | 552 | 48 | 19 | 1 | 146.991 | 21.523 | 715712.625 | 665114 | 651811.72 | 689.2815 | 675.4959
8 | 29 | 7 | 745 | 71 | 22 | 1 | 386.794 | 32.823 | 2171674.75 | 2083934 | 2042255.32 | 2159.6556 | 2116.4625
8 | 29 | 8 | 840 | 85 | 25 | 2 | 622.888 | 40.865 | 3553898.75 | 3420672.75 | 3352259.295 | 3544.966 | 3474.0667
8 | 29 | 9 | 893 | 94 | 27 | 2 | 819.319 | 48.366 | 4595816.5 | 4421720.5 | 4333286.09 | 4582.3877 | 4490.74
8 | 29 | 10 | 922 | 100 | 28 | 2 | 961.879 | 53.312 | 5307775.5 | 5102498.5 | 5000448.53 | 5287.9024 | 5182.1443
8 | 29 | 11 | 935 | 103 | 29 | 2 | 1035.719 | 56.4 | 5649526.5 | 5428343 | 5319776.14 | 5625.5867 | 5513.075
8 | 29 | 12 | 933 | 104 | 30 | 2 | 1033.802 | 57.499 | 5614677 | 5395143.5 | 5287240.63 | 5591.1809 | 5479.3573
8 | 29 | 13 | 915 | 103 | 31 | 3 | 955.687 | 53.8 | 5263424.5 | 5060167 | 4958963.66 | 5244.0327 | 5139.1521
8 | 29 | 14 | 879 | 99 | 30 | 3 | 808.89 | 49.452 | 4517859.5 | 4347017.5 | 4260077.15 | 4504.9703 | 4414.8709
8 | 29 | 15 | 815 | 92 | 29 | 3 | 609.047 | 43.699 | 3436780.75 | 3307795 | 3241639.1 | 3427.9867 | 3359.427
8 | 29 | 16 | 703 | 78 | 27 | 2 | 370.578 | 37.108 | 2046388.75 | 1962278.75 | 1923033.175 | 2033.5799 | 1992.9083
8 | 29 | 17 | 380 | 62 | 24 | 1 | 125.422 | 27.801 | 628503.625 | 579779 | 568183.42 | 600.8458 | 588.8289
8 | 29 | 18 | 0 | 0 | 21 | 1 | 0 | 21 | 0 | 0 | 0 | 0 | 0
8 | 29 | 19 | 0 | 0 | 19 | 1 | 0 | 19 | 0 | 0 | 0 | 0 | 0
8 | 29 | 20 | 0 | 0 | 18 | 1 | 0 | 18 | 0 | 0 | 0 | 0 | 0
8 | 29 | 21 | 0 | 0 | 18 | 0 | 0 | 18 | 0 | 0 | 0 | 0 | 0
8 | 29 | 22 | 0 | 0 | 18 | 0 | 0 | 18 | 0 | 0 | 0 | 0 | 0
8 | 29 | 23 | 0 | 0 | 17 | 0 | 0 | 17 | 0 | 0 | 0 | 0 | 0
8 | 30 | 0 | 0 | 0 | 17 | 0 | 0 | 17 | 0 | 0 | 0 | 0 | 0
8 | 30 | 1 | 0 | 0 | 16 | 0 | 0 | 16 | 0 | 0 | 0 | 0 | 0
8 | 30 | 2 | 0 | 0 | 16 | 0 | 0 | 16 | 0 | 0 | 0 | 0 | 0
8 | 30 | 3 | 0 | 0 | 16 | 0 | 0 | 16 | 0 | 0 | 0 | 0 | 0
8 | 30 | 4 | 0 | 0 | 15 | 0 | 0 | 15 | 0 | 0 | 0 | 0 | 0
8 | 30 | 5 | 0 | 0 | 16 | 0 | 0 | 16 | 0 | 0 | 0 | 0 | 0
8 | 30 | 6 | 421 | 62 | 19 | 0 | 137.344 | 21.916 | 701404.75 | 651116.25 | 638093.925 | 674.7751 | 661.2796
8 | 30 | 7 | 645 | 94 | 21 | 1 | 368.624 | 31.227 | 2093098.625 | 2007644.625 | 1967491.7325 | 2080.5942 | 2038.9823
8 | 30 | 8 | 575 | 171 | 24 | 1 | 543.77 | 40.441 | 3117024.5 | 2999251.25 | 2939266.225 | 3108.2318 | 3046.0671
8 | 30 | 9 | 826 | 125 | 27 | 1 | 802.526 | 51.342 | 4451297 | 4283208 | 4197543.84 | 4438.8422 | 4350.0654
8 | 30 | 10 | 870 | 128 | 29 | 1 | 943.162 | 57.973 | 5110329 | 4913964 | 4815684.72 | 5092.5173 | 4990.667
8 | 30 | 11 | 898 | 125 | 30 | 1 | 1022.022 | 61.467 | 5463722.5 | 5251263 | 5146237.74 | 5442.0724 | 5333.2309
8 | 30 | 12 | 907 | 119 | 31 | 2 | 1023.252 | 58.165 | 5542727 | 5326580 | 5220048.4 | 5520.1261 | 5409.7236
8 | 30 | 13 | 898 | 112 | 31 | 2 | 948.355 | 56.404 | 5170056 | 4971016.5 | 4871596.17 | 5151.6429 | 5048.61
8 | 30 | 14 | 472 | 273 | 31 | 2 | 668.825 | 49.492 | 3739272.75 | 3599189.25 | 3527205.465 | 3729.969 | 3655.3697
8 | 30 | 15 | 350 | 235 | 30 | 3 | 459.282 | 40.991 | 2634557 | 2532693.25 | 2482039.385 | 2624.7209 | 2572.2265
8 | 30 | 16 | 77 | 160 | 28 | 2 | 187.222 | 32.904 | 1101230.125 | 1041872.375 | 1021034.9275 | 1079.7297 | 1058.1352
8 | 30 | 17 | 69 | 71 | 25 | 1 | 79.676 | 26.465 | 461588.188 | 416339.688 | 408012.8942 | 431.4678 | 422.8384
8 | 30 | 18 | 0 | 0 | 22 | 1 | 0 | 22 | 0 | 0 | 0 | 0 | 0
8 | 30 | 19 | 0 | 0 | 20 | 1 | 0 | 20 | 0 | 0 | 0 | 0 | 0
8 | 30 | 20 | 0 | 0 | 19 | 1 | 0 | 19 | 0 | 0 | 0 | 0 | 0
8 | 30 | 21 | 0 | 0 | 18 | 1 | 0 | 18 | 0 | 0 | 0 | 0 | 0
8 | 30 | 22 | 0 | 0 | 18 | 1 | 0 | 18 | 0 | 0 | 0 | 0 | 0
8 | 30 | 23 | 0 | 0 | 17 | 1 | 0 | 17 | 0 | 0 | 0 | 0 | 0
8 | 31 | 0 | 0 | 0 | 17 | 1 | 0 | 17 | 0 | 0 | 0 | 0 | 0
8 | 31 | 1 | 0 | 0 | 17 | 1 | 0 | 17 | 0 | 0 | 0 | 0 | 0
8 | 31 | 2 | 0 | 0 | 16 | 1 | 0 | 16 | 0 | 0 | 0 | 0 | 0
8 | 31 | 3 | 0 | 0 | 16 | 1 | 0 | 16 | 0 | 0 | 0 | 0 | 0
8 | 31 | 4 | 0 | 0 | 15 | 1 | 0 | 15 | 0 | 0 | 0 | 0 | 0
8 | 31 | 5 | 0 | 0 | 16 | 2 | 0 | 16 | 0 | 0 | 0 | 0 | 0
8 | 31 | 6 | 422 | 61 | 19 | 3 | 136.451 | 20.68 | 698440.938 | 648216.563 | 635252.2317 | 671.7701 | 658.3347
8 | 31 | 7 | 631 | 96 | 22 | 4 | 364.767 | 28.842 | 2089993.25 | 2004628.875 | 1964536.2975 | 2077.4689 | 2035.9195
8 | 31 | 8 | 736 | 119 | 25 | 4 | 594.047 | 37.185 | 3439400 | 3310320 | 3244113.6 | 3430.6035 | 3361.9914
8 | 31 | 9 | 582 | 242 | 26 | 4 | 728.424 | 41.431 | 4197504 | 4039700.5 | 3958906.49 | 4186.4867 | 4102.7569
8 | 31 | 10 | 827 | 147 | 27 | 4 | 929.665 | 46.815 | 5259665.5 | 5056578.5 | 4955446.93 | 5240.3138 | 5135.5076
8 | 31 | 11 | 843 | 152 | 28 | 3 | 1003.469 | 51.715 | 5574429.5 | 5356793.5 | 5249657.63 | 5551.4374 | 5440.4087
8 | 31 | 12 | 576 | 339 | 28 | 3 | 938.649 | 50.461 | 5239688.5 | 5037507.5 | 4936757.35 | 5220.5499 | 5116.1389
8 | 31 | 13 | 176 | 412 | 27 | 3 | 590.069 | 41.595 | 3405594.5 | 3277725.75 | 3212171.235 | 3396.8249 | 3328.8884
8 | 31 | 14 | 157 | 346 | 27 | 3 | 480.382 | 38.293 | 2804173.25 | 2696854.75 | 2642917.655 | 2794.8474 | 2738.9505
8 | 31 | 15 | 470 | 199 | 26 | 3 | 501.199 | 37.513 | 2905847 | 2795186.75 | 2739283.015 | 2896.7524 | 2838.8173
8 | 31 | 16 | 576 | 104 | 24 | 2 | 342.377 | 33.05 | 1929957 | 1849147.625 | 1812164.6725 | 1916.3381 | 1878.0113
8 | 31 | 17 | 0 | 7 | 25 | 2 | 6.62 | 24.65 | 40622.133 | 3495.651 | 3425.738 | 3.6227 | 3.5502
8 | 31 | 18 | 0 | 0 | 22 | 4 | 0 | 22 | 0 | 0 | 0 | 0 | 0
8 | 31 | 19 | 0 | 0 | 20 | 5 | 0 | 20 | 0 | 0 | 0 | 0 | 0
8 | 31 | 20 | 0 | 0 | 19 | 5 | 0 | 19 | 0 | 0 | 0 | 0 | 0
8 | 31 | 21 | 0 | 0 | 17 | 4 | 0 | 17 | 0 | 0 | 0 | 0 | 0
8 | 31 | 22 | 0 | 0 | 17 | 3 | 0 | 17 | 0 | 0 | 0 | 0 | 0
8 | 31 | 23 | 0 | 0 | 16 | 2 | 0 | 16 | 0 | 0 | 0 | 0 | 0
9 | 1 | 0 | 0 | 0 | 16 | 2 | 0 | 16 | 0 | 0 | 0 | 0 | 0
9 | 1 | 1 | 0 | 0 | 16 | 2 | 0 | 16 | 0 | 0 | 0 | 0 | 0
9 | 1 | 2 | 0 | 0 | 15 | 2 | 0 | 15 | 0 | 0 | 0 | 0 | 0
9 | 1 | 3 | 0 | 0 | 15 | 3 | 0 | 15 | 0 | 0 | 0 | 0 | 0
9 | 1 | 4 | 0 | 0 | 15 | 3 | 0 | 15 | 0 | 0 | 0 | 0 | 0
9 | 1 | 5 | 0 | 0 | 15 | 4 | 0 | 15 | 0 | 0 | 0 | 0 | 0
9 | 1 | 6 | 0 | 57 | 17 | 4 | 54.047 | 16.685 | 340874.688 | 298049.656 | 292088.6629 | 308.8796 | 302.702
9 | 1 | 7 | 287 | 153 | 19 | 4 | 274.047 | 23.679 | 1633728.375 | 1560998 | 1529778.04 | 1617.7183 | 1585.3639
9 | 1 | 8 | 778 | 94 | 21 | 4 | 593.139 | 33.008 | 3483729.25 | 3353052.25 | 3285991.205 | 3474.8884 | 3405.3907
9 | 1 | 9 | 825 | 110 | 23 | 3 | 785.284 | 41.273 | 4524331 | 4353220 | 4266155.6 | 4511.3982 | 4421.1702
9 | 1 | 10 | 847 | 123 | 24 | 3 | 915.93 | 45.606 | 5205537.5 | 5004900.5 | 4904802.49 | 5186.7581 | 5083.0229
9 | 1 | 11 | 850 | 134 | 25 | 2 | 983.011 | 51.224 | 5471104.5 | 5258302 | 5153135.96 | 5449.3672 | 5340.3798
9 | 1 | 12 | 847 | 136 | 25 | 2 | 980.371 | 51.345 | 5453815.5 | 5241816 | 5136979.68 | 5432.2821 | 5323.6365
9 | 1 | 13 | 833 | 130 | 25 | 2 | 911.398 | 49.678 | 5099897 | 4903997.5 | 4805917.55 | 5082.1887 | 4980.5449
9 | 1 | 14 | 246 | 336 | 24 | 2 | 540.092 | 39.362 | 3138961 | 3020435.5 | 2960026.79 | 3130.1858 | 3067.582
9 | 1 | 15 | 25 | 209 | 24 | 2 | 217.437 | 29.907 | 1307976 | 1243601.75 | 1218729.715 | 1288.7891 | 1263.0134
9 | 1 | 16 | 182 | 157 | 23 | 1 | 228.686 | 29.287 | 1345137.25 | 1279837.75 | 1254240.995 | 1326.3418 | 1299.815
9 | 1 | 17 | 32 | 64 | 21 | 0 | 66.106 | 23.663 | 395690.031 | 351773.938 | 344738.4592 | 364.556 | 357.2648
9 | 1 | 18 | 0 | 0 | 19 | 0 | 0 | 19 | 0 | 0 | 0 | 0 | 0
9 | 1 | 19 | 0 | 0 | 19 | 0 | 0 | 19 | 0 | 0 | 0 | 0 | 0
9 | 1 | 20 | 0 | 0 | 18 | 1 | 0 | 18 | 0 | 0 | 0 | 0 | 0
9 | 1 | 21 | 0 | 0 | 18 | 1 | 0 | 18 | 0 | 0 | 0 | 0 | 0
9 | 1 | 22 | 0 | 0 | 17 | 1 | 0 | 17 | 0 | 0 | 0 | 0 | 0
9 | 1 | 23 | 0 | 0 | 17 | 1 | 0 | 17 | 0 | 0 | 0 | 0 | 0
9 | 2 | 0 | 0 | 0 | 17 | 0 | 0 | 17 | 0 | 0 | 0 | 0 | 0
9 | 2 | 1 | 0 | 0 | 17 | 0 | 0 | 17 | 0 | 0 | 0 | 0 | 0
9 | 2 | 2 | 0 | 0 | 16 | 0 | 0 | 16 | 0 | 0 | 0 | 0 | 0
9 | 2 | 3 | 0 | 0 | 16 | 0 | 0 | 16 | 0 | 0 | 0 | 0 | 0
9 | 2 | 4 | 0 | 0 | 15 | 0 | 0 | 15 | 0 | 0 | 0 | 0 | 0
9 | 2 | 5 | 0 | 0 | 16 | 0 | 0 | 16 | 0 | 0 | 0 | 0 | 0
9 | 2 | 6 | 474 | 50 | 18 | 0 | 134.6 | 20.758 | 668100.688 | 618530.063 | 606159.4617 | 641.0049 | 628.1848
9 | 2 | 7 | 692 | 74 | 21 | 1 | 367.107 | 31.167 | 2075260 | 1990320.625 | 1950514.2125 | 2062.6407 | 2021.3879
9 | 2 | 8 | 800 | 88 | 24 | 1 | 600.334 | 42.071 | 3410009 | 3281982.5 | 3216342.85 | 3401.2363 | 3333.2116
9 | 2 | 9 | 859 | 97 | 27 | 2 | 794.16 | 47.688 | 4466049 | 4297352 | 4211404.96 | 4453.5002 | 4364.4302
9 | 2 | 10 | 892 | 103 | 28 | 2 | 935.594 | 52.615 | 5176583 | 4977250.5 | 4877705.49 | 5158.1034 | 5054.9413
9 | 2 | 11 | 918 | 98 | 29 | 3 | 1010.707 | 52.85 | 5589940.5 | 5371574.5 | 5264143.01 | 5566.7555 | 5455.4204
9 | 2 | 12 | 917 | 98 | 30 | 3 | 1007.474 | 53.906 | 5549165.5 | 5332716.5 | 5226062.17 | 5526.4856 | 5415.9559
9 | 2 | 13 | 902 | 96 | 30 | 3 | 930.742 | 52.233 | 5156861.5 | 4958414.5 | 4859246.21 | 5138.583 | 5035.8113
9 | 2 | 14 | 872 | 89 | 30 | 3 | 785.887 | 48.89 | 4397299.5 | 4231427 | 4146798.46 | 4385.1797 | 4297.4761
9 | 2 | 15 | 814 | 80 | 29 | 3 | 588.032 | 43.175 | 3319928.25 | 3195101.75 | 3131199.715 | 3311.1987 | 3244.9747
9 | 2 | 16 | 709 | 66 | 28 | 2 | 353.19 | 37.598 | 1933874.25 | 1852955 | 1815895.9 | 1920.2838 | 1881.8781
9 | 2 | 17 | 489 | 43 | 25 | 2 | 120.53 | 27.747 | 560664.125 | 513369.781 | 503102.3854 | 532.0235 | 521.3831
9 | 2 | 18 | 0 | 0 | 22 | 2 | 0 | 22 | 0 | 0 | 0 | 0 | 0
9 | 2 | 19 | 0 | 0 | 21 | 2 | 0 | 21 | 0 | 0 | 0 | 0 | 0
9 | 2 | 20 | 0 | 0 | 20 | 1 | 0 | 20 | 0 | 0 | 0 | 0 | 0
9 | 2 | 21 | 0 | 0 | 20 | 0 | 0 | 20 | 0 | 0 | 0 | 0 | 0
9 | 2 | 22 | 0 | 0 | 19 | 0 | 0 | 19 | 0 | 0 | 0 | 0 | 0
9 | 2 | 23 | 0 | 0 | 18 | 0 | 0 | 18 | 0 | 0 | 0 | 0 | 0
9 | 3 | 0 | 0 | 0 | 18 | 0 | 0 | 18 | 0 | 0 | 0 | 0 | 0
9 | 3 | 1 | 0 | 0 | 17 | 0 | 0 | 17 | 0 | 0 | 0 | 0 | 0
9 | 3 | 2 | 0 | 0 | 17 | 0 | 0 | 17 | 0 | 0 | 0 | 0 | 0
9 | 3 | 3 | 0 | 0 | 16 | 0 | 0 | 16 | 0 | 0 | 0 | 0 | 0
9 | 3 | 4 | 0 | 0 | 16 | 1 | 0 | 16 | 0 | 0 | 0 | 0 | 0
9 | 3 | 5 | 0 | 0 | 17 | 1 | 0 | 17 | 0 | 0 | 0 | 0 | 0
9 | 3 | 6 | 500 | 46 | 21 | 2 | 135.062 | 22.875 | 656817.5 | 607488.75 | 595338.975 | 629.5624 | 616.9712
9 | 3 | 7 | 710 | 69 | 25 | 3 | 369.344 | 32.633 | 2074224.625 | 1989315.125 | 1949528.8225 | 2061.5987 | 2020.3667
9 | 3 | 8 | 811 | 83 | 28 | 3 | 601.633 | 41.533 | 3423523 | 3295012.5 | 3229112.25 | 3414.7398 | 3346.445
9 | 3 | 9 | 865 | 93 | 30 | 3 | 794.314 | 48.349 | 4455515 | 4287252 | 4201506.96 | 4443.0332 | 4354.1725
9 | 3 | 10 | 892 | 100 | 31 | 3 | 931.829 | 52.767 | 5152659 | 4954400.5 | 4855312.49 | 5134.4231 | 5031.7347
9 | 3 | 11 | 892 | 111 | 32 | 3 | 998.397 | 55.475 | 5465638 | 5253089 | 5148027.22 | 5443.9647 | 5335.0854
9 | 3 | 12 | 882 | 116 | 32 | 3 | 991.46 | 55.466 | 5427762.5 | 5216970 | 5112630.6 | 5406.5333 | 5298.4026
9 | 3 | 13 | 859 | 116 | 32 | 2 | 911.512 | 56.405 | 4968787.5 | 4778686.5 | 4683112.77 | 4952.3244 | 4853.2779
9 | 3 | 14 | 838 | 101 | 31 | 2 | 770.248 | 51.849 | 4261092 | 4100743 | 4018728.14 | 4249.7472 | 4164.7523
9 | 3 | 15 | 767 | 93 | 30 | 2 | 571.363 | 45.615 | 3197213.5 | 3076678.5 | 3015144.93 | 3188.4724 | 3124.7029
9 | 3 | 16 | 353 | 133 | 29 | 1 | 277.166 | 38.413 | 1551000.5 | 1480444.625 | 1450835.7325 | 1534.2379 | 1503.5532
9 | 3 | 17 | 234 | 59 | 26 | 1 | 94.513 | 28.412 | 490775.406 | 444929.531 | 436030.9404 | 461.0964 | 451.8745
9 | 3 | 18 | 0 | 0 | 24 | 1 | 0 | 24 | 0 | 0 | 0 | 0 | 0
9 | 3 | 19 | 0 | 0 | 23 | 1 | 0 | 23 | 0 | 0 | 0 | 0 | 0
9 | 3 | 20 | 0 | 0 | 23 | 0 | 0 | 23 | 0 | 0 | 0 | 0 | 0
9 | 3 | 21 | 0 | 0 | 22 | 0 | 0 | 22 | 0 | 0 | 0 | 0 | 0
9 | 3 | 22 | 0 | 0 | 21 | 0 | 0 | 21 | 0 | 0 | 0 | 0 | 0
9 | 3 | 23 | 0 | 0 | 20 | 0 | 0 | 20 | 0 | 0 | 0 | 0 | 0
9 | 4 | 0 | 0 | 0 | 19 | 1 | 0 | 19 | 0 | 0 | 0 | 0 | 0
9 | 4 | 1 | 0 | 0 | 19 | 2 | 0 | 19 | 0 | 0 | 0 | 0 | 0
9 | 4 | 2 | 0 | 0 | 18 | 3 | 0 | 18 | 0 | 0 | 0 | 0 | 0
9 | 4 | 3 | 0 | 0 | 18 | 3 | 0 | 18 | 0 | 0 | 0 | 0 | 0
9 | 4 | 4 | 0 | 0 | 17 | 2 | 0 | 17 | 0 | 0 | 0 | 0 | 0
9 | 4 | 5 | 0 | 0 | 18 | 2 | 0 | 18 | 0 | 0 | 0 | 0 | 0
9 | 4 | 6 | 9 | 63 | 21 | 2 | 61.36 | 20.863 | 378288.875 | 334720.844 | 328026.4271 | 346.8832 | 339.9456
9 | 4 | 7 | 694 | 72 | 25 | 1 | 365.678 | 34.793 | 2039064.25 | 1955164 | 1916060.72 | 2026.2066 | 1985.6825
9 | 4 | 8 | 798 | 86 | 28 | 1 | 596.518 | 45.854 | 3340156 | 3214614.5 | 3150322.21 | 3331.4204 | 3264.792
9 | 4 | 9 | 855 | 96 | 30 | 1 | 789.185 | 54.041 | 4330691.5 | 4167532.25 | 4084181.605 | 4318.9633 | 4232.584
9 | 4 | 10 | 883 | 104 | 31 | 1 | 927.297 | 59.386 | 4995976 | 4804680 | 4708586.4 | 4979.2624 | 4879.6771
9 | 4 | 11 | 903 | 103 | 32 | 2 | 999.733 | 58.318 | 5411941.5 | 5201880.5 | 5097842.89 | 5390.8955 | 5283.0776
9 | 4 | 12 | 898 | 105 | 33 | 2 | 994.147 | 59.331 | 5360026 | 5152356.5 | 5049309.37 | 5339.572 | 5232.7806
9 | 4 | 13 | 879 | 104 | 33 | 2 | 915.427 | 57.465 | 4969151.5 | 4779034.5 | 4683453.81 | 4952.685 | 4853.6313
9 | 4 | 14 | 714 | 176 | 32 | 2 | 757.231 | 52.516 | 4180089.25 | 4022979 | 3942519.42 | 4169.1576 | 4085.7744
9 | 4 | 15 | 783 | 88 | 31 | 2 | 573.819 | 46.624 | 3197082 | 3076551.5 | 3015020.47 | 3188.3408 | 3124.574
9 | 4 | 16 | 676 | 71 | 30 | 1 | 341.327 | 41.317 | 1842260.625 | 1763890.625 | 1728612.8125 | 1827.9832 | 1791.4235
9 | 4 | 17 | 448 | 44 | 27 | 1 | 112.344 | 30.309 | 520821.5 | 474356.031 | 464868.9104 | 491.5922 | 481.7603
9 | 4 | 18 | 0 | 0 | 24 | 1 | 0 | 24 | 0 | 0 | 0 | 0 | 0
9 | 4 | 19 | 0 | 0 | 23 | 1 | 0 | 23 | 0 | 0 | 0 | 0 | 0
9 | 4 | 20 | 0 | 0 | 22 | 1 | 0 | 22 | 0 | 0 | 0 | 0 | 0
9 | 4 | 21 | 0 | 0 | 21 | 1 | 0 | 21 | 0 | 0 | 0 | 0 | 0
9 | 4 | 22 | 0 | 0 | 20 | 1 | 0 | 20 | 0 | 0 | 0 | 0 | 0
9 | 4 | 23 | 0 | 0 | 20 | 0 | 0 | 20 | 0 | 0 | 0 | 0 | 0
9 | 5 | 0 | 0 | 0 | 20 | 0 | 0 | 20 | 0 | 0 | 0 | 0 | 0
9 | 5 | 1 | 0 | 0 | 19 | 1 | 0 | 19 | 0 | 0 | 0 | 0 | 0
9 | 5 | 2 | 0 | 0 | 19 | 1 | 0 | 19 | 0 | 0 | 0 | 0 | 0
9 | 5 | 3 | 0 | 0 | 18 | 0 | 0 | 18 | 0 | 0 | 0 | 0 | 0
9 | 5 | 4 | 0 | 0 | 18 | 0 | 0 | 18 | 0 | 0 | 0 | 0 | 0
9 | 5 | 5 | 0 | 0 | 18 | 0 | 0 | 18 | 0 | 0 | 0 | 0 | 0
9 | 5 | 6 | 442 | 51 | 20 | 1 | 129.678 | 21.984 | 646024.125 | 596926.125 | 584987.6025 | 618.616 | 606.2437
9 | 5 | 7 | 672 | 77 | 24 | 0 | 361.582 | 37.104 | 2001655.25 | 1918821.625 | 1880445.1925 | 1988.5437 | 1948.7729
9 | 5 | 8 | 789 | 90 | 27 | 0 | 594.956 | 49.423 | 3286798.75 | 3163138.5 | 3099875.73 | 3278.074 | 3212.5125
9 | 5 | 9 | 855 | 97 | 30 | 1 | 789.86 | 54.054 | 4334102 | 4170804.5 | 4087388.41 | 4322.3544 | 4235.9074
9 | 5 | 10 | 891 | 102 | 32 | 2 | 931.879 | 56.354 | 5081178 | 4886112 | 4788389.76 | 5063.6533 | 4962.3802
9 | 5 | 11 | 913 | 101 | 33 | 3 | 1006.454 | 56.617 | 5485018.5 | 5271568 | 5166136.64 | 5463.1152 | 5353.8529
9 | 5 | 12 | 914 | 100 | 33 | 3 | 1003.116 | 56.702 | 5464884 | 5252370.5 | 5147323.09 | 5443.2201 | 5334.3557
9 | 5 | 13 | 902 | 97 | 34 | 4 | 927.19 | 54.12 | 5099306 | 4903432.5 | 4805363.85 | 5081.6031 | 4979.9711
9 | 5 | 14 | 881 | 86 | 33 | 4 | 784.089 | 50.11 | 4365564.5 | 4200987.5 | 4116967.75 | 4353.6342 | 4266.5615
9 | 5 | 15 | 824 | 77 | 32 | 4 | 584.684 | 44.77 | 3277790.75 | 3154446.75 | 3091357.815 | 3269.0664 | 3203.6851
9 | 5 | 16 | 717 | 63 | 30 | 3 | 347.048 | 38.234 | 1887173 | 1807558.75 | 1771407.575 | 1873.238 | 1835.7733
9 | 5 | 17 | 483 | 40 | 27 | 2 | 112.11 | 29.546 | 508959.25 | 462738.969 | 453484.1896 | 479.553 | 469.9619
9 | 5 | 18 | 0 | 0 | 24 | 2 | 0 | 24 | 0 | 0 | 0 | 0 | 0
9 | 5 | 19 | 0 | 0 | 22 | 2 | 0 | 22 | 0 | 0 | 0 | 0 | 0
9 | 5 | 20 | 0 | 0 | 21 | 2 | 0 | 21 | 0 | 0 | 0 | 0 | 0
9 | 5 | 21 | 0 | 0 | 20 | 2 | 0 | 20 | 0 | 0 | 0 | 0 | 0
9 | 5 | 22 | 0 | 0 | 19 | 1 | 0 | 19 | 0 | 0 | 0 | 0 | 0
9 | 5 | 23 | 0 | 0 | 19 | 1 | 0 | 19 | 0 | 0 | 0 | 0 | 0
9 | 6 | 0 | 0 | 0 | 18 | 1 | 0 | 18 | 0 | 0 | 0 | 0 | 0
9 | 6 | 1 | 0 | 0 | 18 | 1 | 0 | 18 | 0 | 0 | 0 | 0 | 0
9 | 6 | 2 | 0 | 0 | 17 | 1 | 0 | 17 | 0 | 0 | 0 | 0 | 0
9 | 6 | 3 | 0 | 0 | 17 | 1 | 0 | 17 | 0 | 0 | 0 | 0 | 0
9 | 6 | 4 | 0 | 0 | 16 | 0 | 0 | 16 | 0 | 0 | 0 | 0 | 0
9 | 6 | 5 | 0 | 0 | 17 | 0 | 0 | 17 | 0 | 0 | 0 | 0 | 0
9 | 6 | 6 | 539 | 41 | 20 | 0 | 136.426 | 22.915 | 651177.188 | 601969.125 | 589929.7425 | 623.8422 | 611.3654
9 | 6 | 7 | 751 | 62 | 24 | 0 | 378.266 | 37.753 | 2080201.875 | 1995120.125 | 1955217.7225 | 2067.6146 | 2026.2623
9 | 6 | 8 | 852 | 74 | 28 | 1 | 614.557 | 46.418 | 3431689 | 3302885.75 | 3236828.035 | 3422.8991 | 3354.4411
9 | 6 | 9 | 906 | 81 | 30 | 2 | 812.705 | 51.09 | 4510418 | 4339885 | 4253087.3 | 4497.5786 | 4407.6271
9 | 6 | 10 | 936 | 86 | 31 | 3 | 955.065 | 53.312 | 5269738 | 5066193.5 | 4964869.63 | 5250.2782 | 5145.2727
9 | 6 | 11 | 952 | 87 | 32 | 3 | 1028.317 | 56.169 | 5613992.5 | 5394491.5 | 5286601.67 | 5590.5052 | 5478.6951
9 | 6 | 12 | 952 | 87 | 33 | 3 | 1024.601 | 57.209 | 5570710 | 5353249 | 5246184.02 | 5547.7641 | 5436.8089
9 | 6 | 13 | 939 | 84 | 33 | 3 | 944.854 | 55.485 | 5168580.5 | 4969607 | 4870214.86 | 5150.1822 | 5047.1785
9 | 6 | 14 | 915 | 76 | 33 | 3 | 797.653 | 52.116 | 4406143 | 4239908.5 | 4155110.33 | 4393.9694 | 4306.09
9 | 6 | 15 | 859 | 68 | 32 | 3 | 591.828 | 46.26 | 3296581.5 | 3172577.5 | 3109125.95 | 3287.856 | 3222.0988
9 | 6 | 16 | 754 | 57 | 30 | 2 | 352.795 | 39.604 | 1902120 | 1822089.375 | 1785647.5875 | 1888.2966 | 1850.5307
9 | 6 | 17 | 521 | 36 | 26 | 1 | 112.559 | 29.349 | 499238.594 | 453218.656 | 444154.2829 | 469.6868 | 460.293
9 | 6 | 18 | 0 | 0 | 23 | 1 | 0 | 23 | 0 | 0 | 0 | 0 | 0
9 | 6 | 19 | 0 | 0 | 21 | 1 | 0 | 21 | 0 | 0 | 0 | 0 | 0
9 | 6 | 20 | 0 | 0 | 21 | 1 | 0 | 21 | 0 | 0 | 0 | 0 | 0
9 | 6 | 21 | 0 | 0 | 20 | 1 | 0 | 20 | 0 | 0 | 0 | 0 | 0
9 | 6 | 22 | 0 | 0 | 19 | 0 | 0 | 19 | 0 | 0 | 0 | 0 | 0
9 | 6 | 23 | 0 | 0 | 18 | 0 | 0 | 18 | 0 | 0 | 0 | 0 | 0
9 | 7 | 0 | 0 | 0 | 18 | 1 | 0 | 18 | 0 | 0 | 0 | 0 | 0
9 | 7 | 1 | 0 | 0 | 17 | 2 | 0 | 17 | 0 | 0 | 0 | 0 | 0
9 | 7 | 2 | 0 | 0 | 16 | 3 | 0 | 16 | 0 | 0 | 0 | 0 | 0
9 | 7 | 3 | 0 | 0 | 15 | 2 | 0 | 15 | 0 | 0 | 0 | 0 | 0
9 | 7 | 4 | 0 | 0 | 15 | 1 | 0 | 15 | 0 | 0 | 0 | 0 | 0
9 | 7 | 5 | 0 | 0 | 16 | 1 | 0 | 16 | 0 | 0 | 0 | 0 | 0
9 | 7 | 6 | 517 | 43 | 19 | 2 | 134.486 | 20.816 | 651668.563 | 602450 | 590401 | 624.3406 | 611.8538
9 | 7 | 7 | 736 | 65 | 23 | 2 | 375.037 | 31.742 | 2109165.75 | 2023246.875 | 1982781.9375 | 2096.7634 | 2054.8281
9 | 7 | 8 | 842 | 77 | 26 | 2 | 611.217 | 41.52 | 3476456.25 | 3346042 | 3279121.16 | 3467.6235 | 3398.271
9 | 7 | 9 | 899 | 84 | 29 | 2 | 809.905 | 50.042 | 4512989 | 4342349 | 4255502.02 | 4500.1322 | 4410.1295
9 | 7 | 10 | 930 | 89 | 30 | 3 | 952.111 | 52.271 | 5274641 | 5070873.5 | 4969456.03 | 5255.1283 | 5150.0257
9 | 7 | 11 | 944 | 91 | 31 | 3 | 1023.841 | 55.1 | 5612986.5 | 5393533 | 5285662.34 | 5589.5119 | 5477.7217
9 | 7 | 12 | 943 | 91 | 32 | 3 | 1018.833 | 56.11 | 5563325.5 | 5346212 | 5239287.76 | 5540.4714 | 5429.662
9 | 7 | 13 | 928 | 89 | 33 | 3 | 938.623 | 55.338 | 5137328 | 4939756.5 | 4840961.37 | 5119.247 | 5016.8621
9 | 7 | 14 | 897 | 83 | 32 | 3 | 789.239 | 50.939 | 4379298.5 | 4214161.5 | 4129878.27 | 4367.2869 | 4279.9411
9 | 7 | 15 | 837 | 75 | 31 | 3 | 583.953 | 45.073 | 3267131.25 | 3144160.75 | 3081277.535 | 3258.4067 | 3193.2385
9 | 7 | 16 | 724 | 62 | 29 | 2 | 344.397 | 38.363 | 1866047 | 1787019.375 | 1751278.9875 | 1851.9523 | 1814.9133
9 | 7 | 17 | 476 | 38 | 26 | 1 | 106.067 | 29.103 | 476463.156 | 430910.781 | 422292.5654 | 446.5683 | 437.6369
9 | 7 | 18 | 0 | 0 | 23 | 1 | 0 | 23 | 0 | 0 | 0 | 0 | 0
9 | 7 | 19 | 0 | 0 | 22 | 2 | 0 | 22 | 0 | 0 | 0 | 0 | 0
9 | 7 | 20 | 0 | 0 | 21 | 2 | 0 | 21 | 0 | 0 | 0 | 0 | 0
9 | 7 | 21 | 0 | 0 | 20 | 2 | 0 | 20 | 0 | 0 | 0 | 0 | 0
9 | 7 | 22 | 0 | 0 | 20 | 2 | 0 | 20 | 0 | 0 | 0 | 0 | 0
9 | 7 | 23 | 0 | 0 | 19 | 2 | 0 | 19 | 0 | 0 | 0 | 0 | 0
9 | 8 | 0 | 0 | 0 | 18 | 1 | 0 | 18 | 0 | 0 | 0 | 0 | 0
9 | 8 | 1 | 0 | 0 | 18 | 1 | 0 | 18 | 0 | 0 | 0 | 0 | 0
9 | 8 | 2 | 0 | 0 | 17 | 1 | 0 | 17 | 0 | 0 | 0 | 0 | 0
9 | 8 | 3 | 0 | 0 | 17 | 1 | 0 | 17 | 0 | 0 | 0 | 0 | 0
9 | 8 | 4 | 0 | 0 | 17 | 1 | 0 | 17 | 0 | 0 | 0 | 0 | 0
9 | 8 | 5 | 0 | 0 | 18 | 1 | 0 | 18 | 0 | 0 | 0 | 0 | 0
9 | 8 | 6 | 491 | 44 | 20 | 1 | 130.874 | 22.023 | 635791.563 | 586911.75 | 575173.515 | 608.2377 | 596.073
9 | 8 | 7 | 710 | 70 | 24 | 1 | 369.372 | 34.217 | 2061314 | 1976775.75 | 1937240.235 | 2048.6037 | 2007.6316
9 | 8 | 8 | 813 | 86 | 27 | 1 | 604.802 | 45.129 | 3394931 | 3267443 | 3202094.14 | 3386.1685 | 3318.4451
9 | 8 | 9 | 869 | 97 | 29 | 2 | 799.629 | 49.774 | 4460522 | 4292053 | 4206211.94 | 4448.0086 | 4359.0484
9 | 8 | 10 | 897 | 105 | 30 | 3 | 938.555 | 51.953 | 5205957.5 | 5005301.5 | 4905195.47 | 5187.1737 | 5083.4302
9 | 8 | 11 | 924 | 100 | 31 | 3 | 1013.102 | 54.839 | 5559748 | 5342802.5 | 5235946.45 | 5536.9381 | 5426.1993
9 | 8 | 12 | 924 | 100 | 31 | 3 | 1008.802 | 54.905 | 5534566.5 | 5318802 | 5212425.96 | 5512.0655 | 5401.8242
9 | 8 | 13 | 908 | 97 | 32 | 3 | 927.535 | 54.106 | 5101038.5 | 4905088 | 4806986.24 | 5083.3188 | 4981.6524
9 | 8 | 14 | 884 | 86 | 31 | 3 | 780.359 | 49.74 | 4349667.5 | 4185737.25 | 4102022.505 | 4337.8298 | 4251.0732
9 | 8 | 15 | 819 | 78 | 30 | 3 | 576.245 | 43.888 | 3237938.5 | 3115988 | 3053668.24 | 3229.2102 | 3164.626
9 | 8 | 16 | 698 | 65 | 29 | 2 | 335.531 | 38.113 | 1819501.75 | 1741758.25 | 1706923.085 | 1805.0466 | 1768.9457
9 | 8 | 17 | 437 | 39 | 26 | 2 | 100.199 | 28.169 | 456470.75 | 411326.531 | 403100.0004 | 426.2725 | 417.747
9 | 8 | 18 | 0 | 0 | 23 | 2 | 0 | 23 | 0 | 0 | 0 | 0 | 0
9 | 8 | 19 | 0 | 0 | 22 | 2 | 0 | 22 | 0 | 0 | 0 | 0 | 0
9 | 8 | 20 | 0 | 0 | 21 | 2 | 0 | 21 | 0 | 0 | 0 | 0 | 0
9 | 8 | 21 | 0 | 0 | 20 | 2 | 0 | 20 | 0 | 0 | 0 | 0 | 0
9 | 8 | 22 | 0 | 0 | 19 | 2 | 0 | 19 | 0 | 0 | 0 | 0 | 0
9 | 8 | 23 | 0 | 0 | 19 | 1 | 0 | 19 | 0 | 0 | 0 | 0 | 0
9 | 9 | 0 | 0 | 0 | 18 | 1 | 0 | 18 | 0 | 0 | 0 | 0 | 0
9 | 9 | 1 | 0 | 0 | 17 | 1 | 0 | 17 | 0 | 0 | 0 | 0 | 0
9 | 9 | 2 | 0 | 0 | 17 | 1 | 0 | 17 | 0 | 0 | 0 | 0 | 0
9 | 9 | 3 | 0 | 0 | 16 | 1 | 0 | 16 | 0 | 0 | 0 | 0 | 0
9 | 9 | 4 | 0 | 0 | 16 | 1 | 0 | 16 | 0 | 0 | 0 | 0 | 0
9 | 9 | 5 | 0 | 0 | 16 | 2 | 0 | 16 | 0 | 0 | 0 | 0 | 0
9 | 9 | 6 | 421 | 50 | 18 | 3 | 124.699 | 19.377 | 628119.188 | 579402.688 | 567814.6342 | 600.4558 | 588.4467
9 | 9 | 7 | 650 | 81 | 21 | 3 | 356.128 | 28.271 | 2036329.375 | 1952507.375 | 1913457.2275 | 2023.4535 | 1982.9844
9 | 9 | 8 | 763 | 100 | 24 | 3 | 588.333 | 37.227 | 3402359 | 3274605.75 | 3209113.635 | 3393.5915 | 3325.7197
9 | 9 | 9 | 829 | 111 | 25 | 2 | 786.775 | 45.534 | 4460494.5 | 4292027 | 4206186.46 | 4447.9817 | 4359.022
9 | 9 | 10 | 869 | 115 | 27 | 2 | 922.981 | 51.334 | 5131807.5 | 4934483 | 4835793.34 | 5113.7819 | 5011.5063
9 | 9 | 11 | 903 | 106 | 28 | 1 | 998.104 | 58.913 | 5390204.5 | 5181146.5 | 5077523.57 | 5369.4081 | 5262.02
9 | 9 | 12 | 898 | 108 | 29 | 1 | 990.885 | 59.917 | 5329713.5 | 5123433.5 | 5020964.83 | 5309.5981 | 5203.4061
9 | 9 | 13 | 874 | 107 | 29 | 1 | 906.023 | 57.662 | 4913596.5 | 4725909.5 | 4631391.31 | 4897.6297 | 4799.6771
9 | 9 | 14 | 836 | 101 | 28 | 1 | 761.444 | 52.537 | 4198918.5 | 4041058.5 | 3960237.33 | 4187.894 | 4104.1361
9 | 9 | 15 | 762 | 91 | 27 | 1 | 554.271 | 45.279 | 3099206 | 2982041.75 | 2922400.915 | 3090.3969 | 3028.589
9 | 9 | 16 | 628 | 75 | 26 | 0 | 317.622 | 40.646 | 1711499.5 | 1636692.375 | 1603958.5275 | 1696.1631 | 1662.2398
9 | 9 | 17 | 266 | 47 | 25 | 0 | 82.928 | 29.366 | 409416.844 | 365225.094 | 357920.5921 | 378.4959 | 370.926
9 | 9 | 18 | 0 | 0 | 23 | 0 | 0 | 23 | 0 | 0 | 0 | 0 | 0
9 | 9 | 19 | 0 | 0 | 21 | 1 | 0 | 21 | 0 | 0 | 0 | 0 | 0
9 | 9 | 20 | 0 | 0 | 20 | 2 | 0 | 20 | 0 | 0 | 0 | 0 | 0
9 | 9 | 21 | 0 | 0 | 19 | 2 | 0 | 19 | 0 | 0 | 0 | 0 | 0
9 | 9 | 22 | 0 | 0 | 18 | 3 | 0 | 18 | 0 | 0 | 0 | 0 | 0
9 | 9 | 23 | 0 | 0 | 17 | 3 | 0 | 17 | 0 | 0 | 0 | 0 | 0
9 | 10 | 0 | 0 | 0 | 16 | 4 | 0 | 16 | 0 | 0 | 0 | 0 | 0
9 | 10 | 1 | 0 | 0 | 16 | 4 | 0 | 16 | 0 | 0 | 0 | 0 | 0
9 | 10 | 2 | 0 | 0 | 15 | 4 | 0 | 15 | 0 | 0 | 0 | 0 | 0
9 | 10 | 3 | 0 | 0 | 15 | 3 | 0 | 15 | 0 | 0 | 0 | 0 | 0
9 | 10 | 4 | 0 | 0 | 15 | 3 | 0 | 15 | 0 | 0 | 0 | 0 | 0
9 | 10 | 5 | 0 | 0 | 15 | 3 | 0 | 15 | 0 | 0 | 0 | 0 | 0
9 | 10 | 6 | 243 | 66 | 15 | 3 | 108.773 | 15.938 | 599476.5 | 551366.75 | 540339.415 | 571.4012 | 559.9731
9 | 10 | 7 | 247 | 152 | 16 | 3 | 257.6 | 20.851 | 1554271.25 | 1483630.125 | 1453957.5225 | 1537.5392 | 1506.7884
9 | 10 | 8 | 412 | 211 | 18 | 2 | 483.253 | 29.983 | 2882775.25 | 2772878 | 2717420.44 | 2873.633 | 2816.1604
9 | 10 | 9 | 511 | 248 | 20 | 2 | 677.772 | 37.649 | 3960454.5 | 3811954.25 | 3735715.165 | 3950.4651 | 3871.4557
9 | 10 | 10 | 709 | 197 | 21 | 2 | 874.457 | 44.1 | 4998028.5 | 4806642 | 4710509.16 | 4981.2957 | 4881.6698
9 | 10 | 11 | 822 | 148 | 22 | 2 | 971.015 | 47.972 | 5471771 | 5258937 | 5153758.26 | 5450.0252 | 5341.0247
9 | 10 | 12 | 832 | 141 | 23 | 2 | 968.546 | 49.13 | 5433611 | 5222547.5 | 5118096.55 | 5412.3135 | 5304.0672
9 | 10 | 13 | 823 | 130 | 23 | 2 | 889.324 | 47.204 | 5022381.5 | 4829921 | 4733322.58 | 5005.4205 | 4905.3121
9 | 10 | 14 | 798 | 114 | 22 | 2 | 744.368 | 42.46 | 4265010 | 4104503.25 | 4022413.185 | 4253.6441 | 4168.5712
9 | 10 | 15 | 2 | 145 | 21 | 1 | 140.558 | 27.065 | 855050.438 | 801375.375 | 785347.8675 | 830.4941 | 813.8842
9 | 10 | 16 | 0 | 42 | 20 | 0 | 39.836 | 20.451 | 248028.141 | 207015.453 | 202875.1439 | 214.5375 | 210.2468
9 | 10 | 17 | 0 | 40 | 19 | 0 | 37.977 | 17.536 | 238830.391 | 197994.813 | 194034.9167 | 205.1891 | 201.0854
9 | 10 | 18 | 0 | 0 | 18 | 0 | 0 | 18 | 0 | 0 | 0 | 0 | 0
9 | 10 | 19 | 0 | 0 | 18 | 0 | 0 | 18 | 0 | 0 | 0 | 0 | 0
9 | 10 | 20 | 0 | 0 | 17 | 0 | 0 | 17 | 0 | 0 | 0 | 0 | 0
9 | 10 | 21 | 0 | 0 | 16 | 0 | 0 | 16 | 0 | 0 | 0 | 0 | 0
9 | 10 | 22 | 0 | 0 | 16 | 0 | 0 | 16 | 0 | 0 | 0 | 0 | 0
9 | 10 | 23 | 0 | 0 | 15 | 0 | 0 | 15 | 0 | 0 | 0 | 0 | 0
9 | 11 | 0 | 0 | 0 | 15 | 0 | 0 | 15 | 0 | 0 | 0 | 0 | 0
9 | 11 | 1 | 0 | 0 | 14 | 0 | 0 | 14 | 0 | 0 | 0 | 0 | 0
9 | 11 | 2 | 0 | 0 | 14 | 0 | 0 | 14 | 0 | 0 | 0 | 0 | 0
9 | 11 | 3 | 0 | 0 | 14 | 1 | 0 | 14 | 0 | 0 | 0 | 0 | 0
9 | 11 | 4 | 0 | 0 | 14 | 1 | 0 | 14 | 0 | 0 | 0 | 0 | 0
9 | 11 | 5 | 0 | 0 | 14 | 1 | 0 | 14 | 0 | 0 | 0 | 0 | 0
9 | 11 | 6 | 207 | 57 | 15 | 2 | 92.453 | 15.577 | 509977.156 | 463735.875 | 454461.1575 | 480.5861 | 470.9744
9 | 11 | 7 | 182 | 149 | 16 | 3 | 224.645 | 20.013 | 1365702.5 | 1299887.75 | 1273889.995 | 1347.1203 | 1320.1779
9 | 11 | 8 | 52 | 226 | 18 | 4 | 258.274 | 22.684 | 1592158.375 | 1520525.125 | 1490114.6225 | 1575.7748 | 1544.2593
9 | 11 | 9 | 62 | 306 | 20 | 4 | 359.031 | 26.957 | 2184104.75 | 2095999.625 | 2054079.6325 | 2172.1597 | 2128.7165
9 | 11 | 10 | 109 | 386 | 21 | 4 | 495.07 | 31.088 | 2968981.25 | 2856218.75 | 2799094.375 | 2960.002 | 2900.802
9 | 11 | 11 | 27 | 325 | 22 | 4 | 356.793 | 29.401 | 2152957.25 | 2065764.25 | 2024448.965 | 2140.8257 | 2098.0091
9 | 11 | 12 | 32 | 340 | 22 | 4 | 377.411 | 29.563 | 2276044.25 | 2185216.75 | 2141512.415 | 2264.6186 | 2219.3262
9 | 11 | 13 | 47 | 337 | 22 | 4 | 385.094 | 29.77 | 2320434.5 | 2228276.75 | 2183711.215 | 2309.2432 | 2263.0583
9 | 11 | 14 | 12 | 204 | 21 | 4 | 206.745 | 24.923 | 1267114 | 1203748.875 | 1179673.8975 | 1247.4882 | 1222.5384
9 | 11 | 15 | 211 | 227 | 20 | 4 | 355.946 | 26.784 | 2150523.5 | 2063401.5 | 2022133.47 | 2138.3771 | 2095.6095
9 | 11 | 16 | 703 | 54 | 19 | 3 | 319.335 | 25.975 | 1795128.125 | 1718052.625 | 1683691.5725 | 1780.4796 | 1744.87
9 | 11 | 17 | 415 | 34 | 18 | 2 | 88.183 | 19.635 | 405043.344 | 360939.531 | 353720.7404 | 374.0546 | 366.5735
9 | 11 | 18 | 0 | 0 | 16 | 2 | 0 | 16 | 0 | 0 | 0 | 0 | 0
9 | 11 | 19 | 0 | 0 | 16 | 3 | 0 | 16 | 0 | 0 | 0 | 0 | 0
9 | 11 | 20 | 0 | 0 | 15 | 3 | 0 | 15 | 0 | 0 | 0 | 0 | 0
9 | 11 | 21 | 0 | 0 | 15 | 2 | 0 | 15 | 0 | 0 | 0 | 0 | 0
9 | 11 | 22 | 0 | 0 | 15 | 2 | 0 | 15 | 0 | 0 | 0 | 0 | 0
9 | 11 | 23 | 0 | 0 | 15 | 2 | 0 | 15 | 0 | 0 | 0 | 0 | 0
9 | 12 | 0 | 0 | 0 | 15 | 2 | 0 | 15 | 0 | 0 | 0 | 0 | 0
9 | 12 | 1 | 0 | 0 | 15 | 2 | 0 | 15 | 0 | 0 | 0 | 0 | 0
9 | 12 | 2 | 0 | 0 | 15 | 2 | 0 | 15 | 0 | 0 | 0 | 0 | 0
9 | 12 | 3 | 0 | 0 | 15 | 2 | 0 | 15 | 0 | 0 | 0 | 0 | 0
9 | 12 | 4 | 0 | 0 | 14 | 2 | 0 | 14 | 0 | 0 | 0 | 0 | 0
9 | 12 | 5 | 0 | 0 | 14 | 2 | 0 | 14 | 0 | 0 | 0 | 0 | 0
9 | 12 | 6 | 0 | 18 | 15 | 1 | 17.043 | 13.085 | 108804.57 | 70425.281 | 69016.7754 | 72.9842 | 71.5246
9 | 12 | 7 | 199 | 147 | 17 | 0 | 229.641 | 24.053 | 1374118 | 1308091.875 | 1281930.0375 | 1355.6226 | 1328.5101
9 | 12 | 8 | 0 | 65 | 19 | 0 | 61.756 | 21.422 | 383221.906 | 339555.375 | 332764.2675 | 351.8934 | 344.8556
9 | 12 | 9 | 56 | 299 | 21 | 0 | 347.088 | 33.066 | 2066063.25 | 1981388.5 | 1941760.73 | 2053.384 | 2012.3164
9 | 12 | 10 | 310 | 371 | 22 | 0 | 682.138 | 47.32 | 3852686.75 | 3708319.5 | 3634153.11 | 3843.0646 | 3766.2033
9 | 12 | 11 | 282 | 380 | 23 | 1 | 685.236 | 44.811 | 3908088.5 | 3761604.25 | 3686372.165 | 3898.2855 | 3820.3198
9 | 12 | 12 | 295 | 402 | 23 | 2 | 719.495 | 42.211 | 4143523 | 3987863.75 | 3908106.475 | 4132.7664 | 4050.1111
9 | 12 | 13 | 112 | 376 | 22 | 3 | 485.243 | 33.744 | 2882206 | 2772327.5 | 2716880.95 | 2873.0625 | 2815.6013
9 | 12 | 14 | 65 | 294 | 21 | 4 | 347.137 | 28.17 | 2102252.5 | 2016533.75 | 1976203.075 | 2089.8063 | 2048.0102
9 | 12 | 15 | 345 | 204 | 19 | 4 | 414.999 | 27.347 | 2493750.25 | 2396300.75 | 2348374.735 | 2483.3725 | 2433.7051
9 | 12 | 16 | 24 | 119 | 17 | 4 | 125.591 | 19.165 | 779932.938 | 727928.938 | 713370.3592 | 754.3789 | 739.2913
9 | 12 | 17 | 102 | 44 | 16 | 3 | 56.353 | 16.009 | 320232.844 | 277814.625 | 272258.3325 | 287.9093 | 282.1511
9 | 12 | 18 | 0 | 0 | 16 | 3 | 0 | 16 | 0 | 0 | 0 | 0 | 0
9 | 12 | 19 | 0 | 0 | 16 | 3 | 0 | 16 | 0 | 0 | 0 | 0 | 0
9 | 12 | 20 | 0 | 0 | 16 | 3 | 0 | 16 | 0 | 0 | 0 | 0 | 0
9 | 12 | 21 | 0 | 0 | 15 | 3 | 0 | 15 | 0 | 0 | 0 | 0 | 0
9 | 12 | 22 | 0 | 0 | 15 | 4 | 0 | 15 | 0 | 0 | 0 | 0 | 0
9 | 12 | 23 | 0 | 0 | 15 | 4 | 0 | 15 | 0 | 0 | 0 | 0 | 0
9 | 13 | 0 | 0 | 0 | 14 | 4 | 0 | 14 | 0 | 0 | 0 | 0 | 0
9 | 13 | 1 | 0 | 0 | 14 | 3 | 0 | 14 | 0 | 0 | 0 | 0 | 0
9 | 13 | 2 | 0 | 0 | 14 | 3 | 0 | 14 | 0 | 0 | 0 | 0 | 0
9 | 13 | 3 | 0 | 0 | 14 | 3 | 0 | 14 | 0 | 0 | 0 | 0 | 0
9 | 13 | 4 | 0 | 0 | 14 | 3 | 0 | 14 | 0 | 0 | 0 | 0 | 0
9 | 13 | 5 | 0 | 0 | 14 | 3 | 0 | 14 | 0 | 0 | 0 | 0 | 0
9 | 13 | 6 | 0 | 3 | 14 | 3 | 2.836 | 12.314 | 18150.172 | 0 | 0 | 0 | 0
9 | 13 | 7 | 0 | 74 | 15 | 4 | 70.375 | 15.02 | 446371.188 | 401432.375 | 393403.7275 | 416.0188 | 407.6984
9 | 13 | 8 | 165 | 243 | 16 | 4 | 352.269 | 22.404 | 2167209 | 2079599.125 | 2038007.1425 | 2155.1632 | 2112.06
9 | 13 | 9 | 101 | 321 | 18 | 4 | 406.402 | 26.173 | 2478481 | 2381504 | 2333873.92 | 2468.0381 | 2418.6773
9 | 13 | 10 | 180 | 390 | 21 | 4 | 574.529 | 32.877 | 3423193.5 | 3294694.75 | 3228800.855 | 3414.4105 | 3346.1222
9 | 13 | 11 | 107 | 413 | 22 | 4 | 529.503 | 33.25 | 3151318.75 | 3032368.5 | 2971721.13 | 3142.5523 | 3079.7013
9 | 13 | 12 | 74 | 393 | 23 | 3 | 475.329 | 34.049 | 2820767.25 | 2712906.75 | 2658648.615 | 2811.4827 | 2755.253
9 | 13 | 13 | 115 | 375 | 23 | 3 | 486.958 | 34.187 | 2887727.25 | 2777666.5 | 2722113.17 | 2878.5955 | 2821.0236
9 | 13 | 14 | 49 | 279 | 22 | 2 | 319.176 | 30.401 | 1917900.625 | 1837429 | 1800680.42 | 1904.1936 | 1866.1098
9 | 13 | 15 | 84 | 218 | 21 | 2 | 267.015 | 27.482 | 1615119.875 | 1542881.75 | 1512024.115 | 1598.9438 | 1566.9649
9 | 13 | 16 | 76 | 127 | 20 | 2 | 152.577 | 23.235 | 923511.25 | 868287.625 | 850921.8725 | 899.8376 | 881.8409
9 | 13 | 17 | 0 | 28 | 18 | 2 | 26.559 | 17.358 | 167125.594 | 127655.469 | 125102.3596 | 132.2939 | 129.6481
9 | 13 | 18 | 0 | 0 | 17 | 2 | 0 | 17 | 0 | 0 | 0 | 0 | 0
9 | 13 | 19 | 0 | 0 | 16 | 3 | 0 | 16 | 0 | 0 | 0 | 0 | 0
9 | 13 | 20 | 0 | 0 | 15 | 2 | 0 | 15 | 0 | 0 | 0 | 0 | 0
9 | 13 | 21 | 0 | 0 | 15 | 2 | 0 | 15 | 0 | 0 | 0 | 0 | 0
9 | 13 | 22 | 0 | 0 | 14 | 2 | 0 | 14 | 0 | 0 | 0 | 0 | 0
9 | 13 | 23 | 0 | 0 | 14 | 1 | 0 | 14 | 0 | 0 | 0 | 0 | 0
9 | 14 | 0 | 0 | 0 | 13 | 1 | 0 | 13 | 0 | 0 | 0 | 0 | 0
9 | 14 | 1 | 0 | 0 | 13 | 1 | 0 | 13 | 0 | 0 | 0 | 0 | 0
9 | 14 | 2 | 0 | 0 | 13 | 0 | 0 | 13 | 0 | 0 | 0 | 0 | 0
9 | 14 | 3 | 0 | 0 | 13 | 0 | 0 | 13 | 0 | 0 | 0 | 0 | 0
9 | 14 | 4 | 0 | 0 | 13 | 1 | 0 | 13 | 0 | 0 | 0 | 0 | 0
9 | 14 | 5 | 0 | 0 | 13 | 1 | 0 | 13 | 0 | 0 | 0 | 0 | 0
9 | 14 | 6 | 474 | 39 | 14 | 2 | 122.208 | 15.385 | 601471.938 | 553320.063 | 542253.6617 | 573.4254 | 561.9569
9 | 14 | 7 | 710 | 62 | 16 | 2 | 359.424 | 24.28 | 2072442.875 | 1987584.5 | 1947832.81 | 2059.8052 | 2018.6091
9 | 14 | 8 | 634 | 138 | 18 | 2 | 548.206 | 31.995 | 3235161.75 | 3113308 | 3051041.84 | 3226.4329 | 3161.9042
9 | 14 | 9 | 536 | 236 | 19 | 1 | 684.418 | 40.421 | 3958001.75 | 3809596.25 | 3733404.325 | 3948.0214 | 3869.0609
9 | 14 | 10 | 10 | 187 | 20 | 1 | 189.669 | 27.305 | 1152993.5 | 1092400.625 | 1070552.6125 | 1132.094 | 1109.4521
9 | 14 | 11 | 446 | 352 | 22 | 0 | 822.386 | 50.783 | 4584786.5 | 4411153 | 4322929.94 | 4571.4362 | 4480.0075
9 | 14 | 12 | 609 | 294 | 23 | 0 | 914.12 | 57.76 | 4959117 | 4769440 | 4674051.2 | 4942.7419 | 4843.8871
9 | 14 | 13 | 445 | 309 | 24 | 1 | 737.154 | 48.12 | 4149463.5 | 3993569 | 3913697.62 | 4138.6789 | 4055.9054
9 | 14 | 14 | 588 | 207 | 24 | 0 | 674.685 | 51.192 | 3741690.25 | 3601516 | 3529485.68 | 3732.3803 | 3657.7327
9 | 14 | 15 | 810 | 72 | 23 | 0 | 550.569 | 46.088 | 3060040.25 | 2944209.25 | 2885325.065 | 3051.1898 | 2990.166
9 | 14 | 16 | 692 | 55 | 22 | 0 | 309.756 | 36.481 | 1669558 | 1595874.75 | 1563957.255 | 1653.8623 | 1620.7851
9 | 14 | 17 | 392 | 31 | 19 | 0 | 78.438 | 23.072 | 350833.125 | 307811.063 | 301654.8417 | 318.9957 | 312.6157
9 | 14 | 18 | 0 | 0 | 17 | 0 | 0 | 17 | 0 | 0 | 0 | 0 | 0
9 | 14 | 19 | 0 | 0 | 17 | 0 | 0 | 17 | 0 | 0 | 0 | 0 | 0
9 | 14 | 20 | 0 | 0 | 16 | 0 | 0 | 16 | 0 | 0 | 0 | 0 | 0
9 | 14 | 21 | 0 | 0 | 15 | 1 | 0 | 15 | 0 | 0 | 0 | 0 | 0
9 | 14 | 22 | 0 | 0 | 14 | 2 | 0 | 14 | 0 | 0 | 0 | 0 | 0
9 | 14 | 23 | 0 | 0 | 14 | 3 | 0 | 14 | 0 | 0 | 0 | 0 | 0
9 | 15 | 0 | 0 | 0 | 13 | 3 | 0 | 13 | 0 | 0 | 0 | 0 | 0
9 | 15 | 1 | 0 | 0 | 13 | 3 | 0 | 13 | 0 | 0 | 0 | 0 | 0
9 | 15 | 2 | 0 | 0 | 12 | 3 | 0 | 12 | 0 | 0 | 0 | 0 | 0
9 | 15 | 3 | 0 | 0 | 12 | 3 | 0 | 12 | 0 | 0 | 0 | 0 | 0
9 | 15 | 4 | 0 | 0 | 13 | 3 | 0 | 13 | 0 | 0 | 0 | 0 | 0
9 | 15 | 5 | 0 | 0 | 13 | 3 | 0 | 13 | 0 | 0 | 0 | 0 | 0
9 | 15 | 6 | 311 | 48 | 13 | 3 | 102.617 | 13.756 | 539694.875 | 492837.781 | 482981.0254 | 510.7455 | 500.5306
9 | 15 | 7 | 212 | 145 | 14 | 3 | 236.783 | 18.318 | 1443577.625 | 1375792.125 | 1348276.2825 | 1425.7828 | 1397.2671
9 | 15 | 8 | 522 | 169 | 15 | 3 | 507.911 | 26.146 | 3064561.25 | 2948576.75 | 2889605.215 | 3055.7159 | 2994.6016
9 | 15 | 9 | 529 | 224 | 15 | 3 | 666.072 | 30.524 | 3992698.75 | 3842950.5 | 3766091.49 | 3982.5876 | 3902.9358
9 | 15 | 10 | 149 | 385 | 16 | 3 | 541.451 | 28.996 | 3271235.5 | 3148121.25 | 3085158.825 | 3262.5111 | 3197.2609
9 | 15 | 11 | 44 | 359 | 16 | 3 | 410.535 | 25.61 | 2510600.5 | 2412628.25 | 2364375.685 | 2500.2933 | 2450.2874
9 | 15 | 12 | 311 | 391 | 16 | 2 | 722.401 | 34.678 | 4276880.5 | 4115896 | 4033578.08 | 4265.4508 | 4180.1418
9 | 15 | 13 | 789 | 145 | 16 | 2 | 866.661 | 39.261 | 5041185 | 4847893 | 4750935.14 | 5024.0456 | 4923.5647
9 | 15 | 14 | 231 | 302 | 16 | 2 | 488.961 | 30.111 | 2936912.5 | 2825220.5 | 2768716.09 | 2927.8774 | 2869.3199
9 | 15 | 15 | 0 | 46 | 15 | 3 | 43.663 | 15.659 | 276343.938 | 234783.297 | 230087.6311 | 243.3144 | 238.4481
9 | 15 | 16 | 0 | 35 | 14 | 3 | 33.182 | 13.181 | 211771.594 | 171454.438 | 168025.3492 | 177.6844 | 174.1307
9 | 15 | 17 | 0 | 16 | 13 | 2 | 15.151 | 11.496 | 97245.18 | 59080 | 57898.4 | 61.2267 | 60.0022
9 | 15 | 18 | 0 | 0 | 12 | 2 | 0 | 12 | 0 | 0 | 0 | 0 | 0
9 | 15 | 19 | 0 | 0 | 12 | 2 | 0 | 12 | 0 | 0 | 0 | 0 | 0
9 | 15 | 20 | 0 | 0 | 12 | 2 | 0 | 12 | 0 | 0 | 0 | 0 | 0
9 | 15 | 21 | 0 | 0 | 11 | 2 | 0 | 11 | 0 | 0 | 0 | 0 | 0
9 | 15 | 22 | 0 | 0 | 11 | 2 | 0 | 11 | 0 | 0 | 0 | 0 | 0
9 | 15 | 23 | 0 | 0 | 11 | 1 | 0 | 11 | 0 | 0 | 0 | 0 | 0
9 | 16 | 0 | 0 | 0 | 11 | 0 | 0 | 11 | 0 | 0 | 0 | 0 | 0
9 | 16 | 1 | 0 | 0 | 11 | 0 | 0 | 11 | 0 | 0 | 0 | 0 | 0
9 | 16 | 2 | 0 | 0 | 10 | 0 | 0 | 10 | 0 | 0 | 0 | 0 | 0
9 | 16 | 3 | 0 | 0 | 10 | 0 | 0 | 10 | 0 | 0 | 0 | 0 | 0
9 | 16 | 4 | 0 | 0 | 10 | 0 | 0 | 10 | 0 | 0 | 0 | 0 | 0
9 | 16 | 5 | 0 | 0 | 10 | 0 | 0 | 10 | 0 | 0 | 0 | 0 | 0
9 | 16 | 6 | 456 | 39 | 11 | 1 | 118.936 | 12.428 | 593127.75 | 545151.938 | 534248.8992 | 564.9605 | 553.6613
9 | 16 | 7 | 0 | 89 | 13 | 1 | 85.058 | 13.986 | 541390.938 | 494498.594 | 484608.6221 | 512.4666 | 502.2173
9 | 16 | 8 | 0 | 122 | 15 | 1 | 116.86 | 16.898 | 736505.625 | 685454.375 | 671745.2875 | 710.361 | 696.1538
9 | 16 | 9 | 17 | 228 | 18 | 1 | 235.414 | 23.956 | 1447701.75 | 1379811 | 1352214.78 | 1429.9477 | 1401.3487
9 | 16 | 10 | 89 | 357 | 19 | 1 | 446.744 | 32.076 | 2669702.5 | 2566720.75 | 2515386.335 | 2659.9849 | 2606.7852
9 | 16 | 11 | 921 | 94 | 21 | 2 | 993.57 | 46.36 | 5632806 | 5412415 | 5304166.7 | 5609.08 | 5496.8984
9 | 16 | 12 | 918 | 94 | 22 | 2 | 983.585 | 48.609 | 5528420 | 5312943 | 5206684.14 | 5505.9936 | 5395.8737
9 | 16 | 13 | 898 | 92 | 22 | 2 | 897.633 | 46.497 | 5081441 | 4886363 | 4788635.74 | 5063.9134 | 4962.6351
9 | 16 | 14 | 857 | 87 | 22 | 3 | 743.19 | 40.055 | 4292207 | 4130604.75 | 4047992.655 | 4280.694 | 4195.0801
9 | 16 | 15 | 247 | 210 | 21 | 3 | 362.286 | 29.952 | 2160042.75 | 2072642.75 | 2031189.895 | 2147.9541 | 2104.995
9 | 16 | 16 | 257 | 114 | 20 | 3 | 208.349 | 24.358 | 1219202.125 | 1157009.25 | 1133869.065 | 1199.0502 | 1175.0692
9 | 16 | 17 | 365 | 29 | 17 | 2 | 70.939 | 17.758 | 321748.438 | 279300.438 | 273714.4292 | 289.4491 | 283.6601
9 | 16 | 18 | 0 | 0 | 15 | 1 | 0 | 15 | 0 | 0 | 0 | 0 | 0
9 | 16 | 19 | 0 | 0 | 14 | 1 | 0 | 14 | 0 | 0 | 0 | 0 | 0
9 | 16 | 20 | 0 | 0 | 14 | 1 | 0 | 14 | 0 | 0 | 0 | 0 | 0
9 | 16 | 21 | 0 | 0 | 13 | 0 | 0 | 13 | 0 | 0 | 0 | 0 | 0
9 | 16 | 22 | 0 | 0 | 13 | 0 | 0 | 13 | 0 | 0 | 0 | 0 | 0
9 | 16 | 23 | 0 | 0 | 12 | 0 | 0 | 12 | 0 | 0 | 0 | 0 | 0
9 | 17 | 0 | 0 | 0 | 12 | 1 | 0 | 12 | 0 | 0 | 0 | 0 | 0
9 | 17 | 1 | 0 | 0 | 12 | 1 | 0 | 12 | 0 | 0 | 0 | 0 | 0
9 | 17 | 2 | 0 | 0 | 11 | 1 | 0 | 11 | 0 | 0 | 0 | 0 | 0
9 | 17 | 3 | 0 | 0 | 11 | 1 | 0 | 11 | 0 | 0 | 0 | 0 | 0
9 | 17 | 4 | 0 | 0 | 11 | 2 | 0 | 11 | 0 | 0 | 0 | 0 | 0
9 | 17 | 5 | 0 | 0 | 12 | 2 | 0 | 12 | 0 | 0 | 0 | 0 | 0
9 | 17 | 6 | 510 | 35 | 15 | 3 | 123.87 | 16.308 | 596917.875 | 548862.125 | 537884.8825 | 568.8055 | 557.4294
9 | 17 | 7 | 751 | 57 | 19 | 3 | 369.694 | 26.581 | 2109488.75 | 2023560.375 | 1983089.1675 | 2097.0883 | 2055.1465
9 | 17 | 8 | 858 | 69 | 22 | 2 | 607.714 | 37.482 | 3504785.25 | 3373346 | 3305879.08 | 3495.9196 | 3426.0012
9 | 17 | 9 | 915 | 76 | 24 | 1 | 806.862 | 48.853 | 4514835 | 4344118.5 | 4257236.13 | 4501.966 | 4411.9266
9 | 17 | 10 | 945 | 80 | 26 | 1 | 946.047 | 55.257 | 5179607.5 | 4980139 | 4880536.22 | 5161.0968 | 5057.8749
9 | 17 | 11 | 963 | 79 | 27 | 1 | 1015.711 | 58.529 | 5493164.5 | 5279334 | 5173747.32 | 5471.1634 | 5361.7401
9 | 17 | 12 | 961 | 78 | 28 | 2 | 1004.87 | 54.865 | 5513132.5 | 5298370.5 | 5192403.09 | 5490.8916 | 5381.0737
9 | 17 | 13 | 944 | 76 | 28 | 2 | 918.179 | 52.771 | 5073955.5 | 4879210.5 | 4781626.29 | 5056.501 | 4955.371
9 | 17 | 14 | 910 | 71 | 28 | 2 | 762.806 | 48.783 | 4262118 | 4101727.75 | 4019693.195 | 4250.7677 | 4165.7524
9 | 17 | 15 | 845 | 63 | 27 | 2 | 551.138 | 42.14 | 3102536 | 2985258.25 | 2925553.085 | 3093.7303 | 3031.8557
9 | 17 | 16 | 718 | 50 | 25 | 1 | 306.695 | 35.22 | 1647669.875 | 1574569.625 | 1543078.2325 | 1631.783 | 1599.1474
9 | 17 | 17 | 411 | 26 | 21 | 1 | 73.146 | 22.759 | 314625 | 272316.938 | 266870.5992 | 282.2118 | 276.5676
9 | 17 | 18 | 0 | 0 | 19 | 1 | 0 | 19 | 0 | 0 | 0 | 0 | 0
9 | 17 | 19 | 0 | 0 | 18 | 1 | 0 | 18 | 0 | 0 | 0 | 0 | 0
9 | 17 | 20 | 0 | 0 | 17 | 1 | 0 | 17 | 0 | 0 | 0 | 0 | 0
9 | 17 | 21 | 0 | 0 | 16 | 1 | 0 | 16 | 0 | 0 | 0 | 0 | 0
9 | 17 | 22 | 0 | 0 | 16 | 2 | 0 | 16 | 0 | 0 | 0 | 0 | 0
9 | 17 | 23 | 0 | 0 | 15 | 2 | 0 | 15 | 0 | 0 | 0 | 0 | 0
9 | 18 | 0 | 0 | 0 | 15 | 3 | 0 | 15 | 0 | 0 | 0 | 0 | 0
9 | 18 | 1 | 0 | 0 | 15 | 3 | 0 | 15 | 0 | 0 | 0 | 0 | 0
9 | 18 | 2 | 0 | 0 | 14 | 3 | 0 | 14 | 0 | 0 | 0 | 0 | 0
9 | 18 | 3 | 0 | 0 | 14 | 2 | 0 | 14 | 0 | 0 | 0 | 0 | 0
9 | 18 | 4 | 0 | 0 | 13 | 2 | 0 | 13 | 0 | 0 | 0 | 0 | 0
9 | 18 | 5 | 0 | 0 | 14 | 2 | 0 | 14 | 0 | 0 | 0 | 0 | 0
9 | 18 | 6 | 424 | 40 | 16 | 3 | 114.369 | 17.091 | 566636.375 | 519217.094 | 508832.7521 | 538.0833 | 527.3216
9 | 18 | 7 | 493 | 100 | 19 | 3 | 308.083 | 25.094 | 1792426.25 | 1715424.625 | 1681116.1325 | 1777.7561 | 1742.201
9 | 18 | 8 | 804 | 81 | 22 | 4 | 589.596 | 33.994 | 3445328.25 | 3316035.25 | 3249714.545 | 3436.5264 | 3367.7959
9 | 18 | 9 | 874 | 88 | 25 | 4 | 787.072 | 41.654 | 4525370.5 | 4354216.5 | 4267132.17 | 4512.4309 | 4422.1823
9 | 18 | 10 | 912 | 91 | 26 | 3 | 927.301 | 47.798 | 5225179.5 | 5023655 | 4923181.9 | 5206.194 | 5102.0702
9 | 18 | 11 | 479 | 340 | 27 | 3 | 839.746 | 47.147 | 4746892 | 4566400.5 | 4475072.49 | 4732.3248 | 4637.6783
9 | 18 | 12 | 289 | 391 | 28 | 3 | 700.788 | 44.838 | 3996139 | 3846257 | 3769331.86 | 3986.0142 | 3906.2939
9 | 18 | 13 | 84 | 352 | 28 | 3 | 435.31 | 38.521 | 2541011.25 | 2442091.75 | 2393249.915 | 2530.8274 | 2480.2108
9 | 18 | 14 | 411 | 256 | 27 | 3 | 580.786 | 40.219 | 3358529.25 | 3232336.75 | 3167690.015 | 3349.7866 | 3282.7909
9 | 18 | 15 | 405 | 178 | 26 | 2 | 422.212 | 37.347 | 2439764.75 | 2343980.5 | 2297100.89 | 2429.1511 | 2380.5681
9 | 18 | 16 | 173 | 116 | 23 | 1 | 177.155 | 28.661 | 1030698.125 | 973000.813 | 953540.7967 | 1008.3557 | 988.1886
9 | 18 | 17 | 7 | 30 | 20 | 1 | 29.322 | 19.619 | 180730.906 | 141003.766 | 138183.6907 | 146.1273 | 143.2047
9 | 18 | 18 | 0 | 0 | 18 | 1 | 0 | 18 | 0 | 0 | 0 | 0 | 0
9 | 18 | 19 | 0 | 0 | 18 | 2 | 0 | 18 | 0 | 0 | 0 | 0 | 0
9 | 18 | 20 | 0 | 0 | 17 | 1 | 0 | 17 | 0 | 0 | 0 | 0 | 0
9 | 18 | 21 | 0 | 0 | 17 | 1 | 0 | 17 | 0 | 0 | 0 | 0 | 0
9 | 18 | 22 | 0 | 0 | 16 | 1 | 0 | 16 | 0 | 0 | 0 | 0 | 0
9 | 18 | 23 | 0 | 0 | 16 | 1 | 0 | 16 | 0 | 0 | 0 | 0 | 0
9 | 19 | 0 | 0 | 0 | 15 | 1 | 0 | 15 | 0 | 0 | 0 | 0 | 0
9 | 19 | 1 | 0 | 0 | 14 | 1 | 0 | 14 | 0 | 0 | 0 | 0 | 0
9 | 19 | 2 | 0 | 0 | 13 | 1 | 0 | 13 | 0 | 0 | 0 | 0 | 0
9 | 19 | 3 | 0 | 0 | 13 | 2 | 0 | 13 | 0 | 0 | 0 | 0 | 0
9 | 19 | 4 | 0 | 0 | 12 | 3 | 0 | 12 | 0 | 0 | 0 | 0 | 0
9 | 19 | 5 | 0 | 0 | 12 | 3 | 0 | 12 | 0 | 0 | 0 | 0 | 0
9 | 19 | 6 | 419 | 41 | 12 | 4 | 114.424 | 12.954 | 576787.5 | 529155.375 | 518572.2675 | 548.3827 | 537.4151
9 | 19 | 7 | 698 | 67 | 13 | 5 | 358.161 | 18.848 | 2104333.75 | 2018554.75 | 1978183.655 | 2091.9008 | 2050.0627
9 | 19 | 8 | 834 | 78 | 15 | 5 | 604.152 | 26.066 | 3630523.5 | 3494484.75 | 3424595.055 | 3621.46 | 3549.0308
9 | 19 | 9 | 902 | 84 | 17 | 4 | 803.724 | 34.182 | 4749057.5 | 4568473.5 | 4477104.03 | 4734.4731 | 4639.7836
9 | 19 | 10 | 934 | 89 | 19 | 2 | 943.678 | 44.257 | 5388939 | 5179939 | 5076340.22 | 5368.1568 | 5260.7936
9 | 19 | 11 | 47 | 356 | 20 | 1 | 411.136 | 35.157 | 2430067 | 2334580.25 | 2287888.645 | 2419.4093 | 2371.0211
9 | 19 | 12 | 937 | 94 | 21 | 1 | 996.001 | 50.457 | 5558430 | 5341546.5 | 5234715.57 | 5535.6364 | 5424.9237
9 | 19 | 13 | 915 | 92 | 21 | 1 | 905.998 | 50.229 | 5055633 | 4861701 | 4764466.98 | 5038.3553 | 4937.5882
9 | 19 | 14 | 878 | 84 | 21 | 2 | 748.364 | 41.646 | 4294636 | 4132935.75 | 4050277.035 | 4283.1097 | 4197.4475
9 | 19 | 15 | 659 | 109 | 20 | 2 | 494.454 | 33.79 | 2876735.75 | 2767037.75 | 2711696.995 | 2867.5806 | 2810.229
9 | 19 | 16 | 541 | 72 | 19 | 2 | 265.063 | 25.999 | 1487497.625 | 1418586.875 | 1390215.1375 | 1470.1325 | 1440.7299
9 | 19 | 17 | 118 | 30 | 16 | 2 | 43.448 | 16.181 | 234274.281 | 193526.25 | 189655.725 | 200.5582 | 196.547
9 | 19 | 18 | 0 | 0 | 14 | 2 | 0 | 14 | 0 | 0 | 0 | 0 | 0
9 | 19 | 19 | 0 | 0 | 13 | 2 | 0 | 13 | 0 | 0 | 0 | 0 | 0
9 | 19 | 20 | 0 | 0 | 12 | 2 | 0 | 12 | 0 | 0 | 0 | 0 | 0
9 | 19 | 21 | 0 | 0 | 12 | 2 | 0 | 12 | 0 | 0 | 0 | 0 | 0
9 | 19 | 22 | 0 | 0 | 11 | 2 | 0 | 11 | 0 | 0 | 0 | 0 | 0
9 | 19 | 23 | 0 | 0 | 11 | 1 | 0 | 11 | 0 | 0 | 0 | 0 | 0
9 | 20 | 0 | 0 | 0 | 10 | 1 | 0 | 10 | 0 | 0 | 0 | 0 | 0
9 | 20 | 1 | 0 | 0 | 10 | 1 | 0 | 10 | 0 | 0 | 0 | 0 | 0
9 | 20 | 2 | 0 | 0 | 10 | 1 | 0 | 10 | 0 | 0 | 0 | 0 | 0
9 | 20 | 3 | 0 | 0 | 9 | 1 | 0 | 9 | 0 | 0 | 0 | 0 | 0
9 | 20 | 4 | 0 | 0 | 9 | 1 | 0 | 9 | 0 | 0 | 0 | 0 | 0
9 | 20 | 5 | 0 | 0 | 9 | 1 | 0 | 9 | 0 | 0 | 0 | 0 | 0
9 | 20 | 6 | 0 | 42 | 10 | 1 | 40.101 | 8.721 | 259771.344 | 218531.922 | 214161.2836 | 226.4725 | 221.943
9 | 20 | 7 | 19 | 123 | 12 | 2 | 126.789 | 13.626 | 804149.938 | 751610.438 | 736578.2292 | 778.9209 | 763.3425
9 | 20 | 8 | 819 | 83 | 14 | 2 | 599.824 | 28.67 | 3571867 | 3437984.25 | 3369224.565 | 3562.9065 | 3491.6484
9 | 20 | 9 | 890 | 90 | 17 | 2 | 800.007 | 38.182 | 4658681 | 4481938.5 | 4392299.73 | 4644.7938 | 4551.8979
9 | 20 | 10 | 931 | 92 | 19 | 2 | 943.024 | 44.231 | 5385636.5 | 5176789 | 5073253.22 | 5364.8923 | 5257.5945
9 | 20 | 11 | 951 | 90 | 21 | 2 | 1011.618 | 48.2 | 5694869.5 | 5471530 | 5362099.4 | 5670.343 | 5556.9361
9 | 20 | 12 | 956 | 86 | 22 | 2 | 1003.052 | 49.129 | 5626211 | 5406132.5 | 5298009.85 | 5602.5692 | 5490.5178
9 | 20 | 13 | 943 | 81 | 22 | 2 | 915.875 | 46.996 | 5173806 | 4974598 | 4875106.04 | 5155.3545 | 5052.2474
9 | 20 | 14 | 918 | 70 | 22 | 2 | 759.865 | 42.921 | 4338635 | 4175153.5 | 4091650.43 | 4326.8615 | 4240.3242
9 | 20 | 15 | 853 | 62 | 21 | 2 | 546.576 | 36.136 | 3140387.75 | 3021813.25 | 2961376.985 | 3131.6136 | 3068.9813
9 | 20 | 16 | 721 | 48 | 19 | 1 | 298.426 | 29.009 | 1628138.125 | 1555555.875 | 1524444.7575 | 1612.0784 | 1579.8368
9 | 20 | 17 | 386 | 23 | 16 | 1 | 67.466 | 17.439 | 293488.25 | 251593.813 | 246561.9367 | 260.7357 | 255.521
9 | 20 | 18 | 0 | 0 | 14 | 1 | 0 | 14 | 0 | 0 | 0 | 0 | 0
9 | 20 | 19 | 0 | 0 | 13 | 1 | 0 | 13 | 0 | 0 | 0 | 0 | 0
9 | 20 | 20 | 0 | 0 | 13 | 1 | 0 | 13 | 0 | 0 | 0 | 0 | 0
9 | 20 | 21 | 0 | 0 | 13 | 0 | 0 | 13 | 0 | 0 | 0 | 0 | 0
9 | 20 | 22 | 0 | 0 | 12 | 0 | 0 | 12 | 0 | 0 | 0 | 0 | 0
9 | 20 | 23 | 0 | 0 | 11 | 0 | 0 | 11 | 0 | 0 | 0 | 0 | 0
9 | 21 | 0 | 0 | 0 | 11 | 0 | 0 | 11 | 0 | 0 | 0 | 0 | 0
9 | 21 | 1 | 0 | 0 | 10 | 1 | 0 | 10 | 0 | 0 | 0 | 0 | 0
9 | 21 | 2 | 0 | 0 | 10 | 1 | 0 | 10 | 0 | 0 | 0 | 0 | 0
9 | 21 | 3 | 0 | 0 | 10 | 1 | 0 | 10 | 0 | 0 | 0 | 0 | 0
9 | 21 | 4 | 0 | 0 | 10 | 1 | 0 | 10 | 0 | 0 | 0 | 0 | 0
9 | 21 | 5 | 0 | 0 | 10 | 1 | 0 | 10 | 0 | 0 | 0 | 0 | 0
9 | 21 | 6 | 502 | 34 | 13 | 2 | 120.668 | 14.326 | 583401.688 | 535630.625 | 524918.0125 | 555.0932 | 543.9914
9 | 21 | 7 | 757 | 57 | 17 | 2 | 370.447 | 25.568 | 2118757 | 2032560 | 1991908.8 | 2106.4149 | 2064.2866
9 | 21 | 8 | 867 | 70 | 21 | 2 | 611.657 | 36.603 | 3537388.5 | 3404764.5 | 3336669.21 | 3528.4797 | 3457.9101
9 | 21 | 9 | 924 | 78 | 24 | 2 | 812.299 | 45.263 | 4606763.5 | 4432208.5 | 4343564.33 | 4593.2568 | 4501.3917
9 | 21 | 10 | 953 | 83 | 26 | 1 | 951.406 | 55.419 | 5205192 | 5004570.5 | 4904479.09 | 5186.4161 | 5082.6878
9 | 21 | 11 | 955 | 90 | 27 | 1 | 1013.718 | 58.495 | 5482806.5 | 5269459 | 5164069.82 | 5460.9296 | 5351.711
9 | 21 | 12 | 948 | 90 | 28 | 1 | 997.891 | 59.227 | 5381102 | 5172463 | 5069013.74 | 5360.4091 | 5253.2009
9 | 21 | 13 | 924 | 88 | 28 | 1 | 904.765 | 56.719 | 4922426 | 4734354 | 4639666.92 | 4906.381 | 4808.2534
9 | 21 | 14 | 893 | 78 | 28 | 1 | 747.735 | 52.16 | 4121787.25 | 3966987 | 3887647.26 | 4111.1311 | 4028.9084
9 | 21 | 15 | 812 | 71 | 27 | 2 | 533.237 | 41.647 | 3002818.75 | 2888921 | 2831142.58 | 2993.8926 | 2934.0147
9 | 21 | 16 | 658 | 56 | 24 | 1 | 283.499 | 33.447 | 1526959.25 | 1457028.625 | 1427888.0525 | 1509.9711 | 1479.7717
9 | 21 | 17 | 291 | 25 | 20 | 1 | 59.267 | 21.166 | 270720.688 | 229269.188 | 224683.8042 | 237.5999 | 232.8479
9 | 21 | 18 | 0 | 0 | 18 | 2 | 0 | 18 | 0 | 0 | 0 | 0 | 0
9 | 21 | 19 | 0 | 0 | 17 | 1 | 0 | 17 | 0 | 0 | 0 | 0 | 0
9 | 21 | 20 | 0 | 0 | 16 | 1 | 0 | 16 | 0 | 0 | 0 | 0 | 0
9 | 21 | 21 | 0 | 0 | 16 | 1 | 0 | 16 | 0 | 0 | 0 | 0 | 0
9 | 21 | 22 | 0 | 0 | 15 | 1 | 0 | 15 | 0 | 0 | 0 | 0 | 0
9 | 21 | 23 | 0 | 0 | 15 | 2 | 0 | 15 | 0 | 0 | 0 | 0 | 0
9 | 22 | 0 | 0 | 0 | 14 | 2 | 0 | 14 | 0 | 0 | 0 | 0 | 0
9 | 22 | 1 | 0 | 0 | 13 | 2 | 0 | 13 | 0 | 0 | 0 | 0 | 0
9 | 22 | 2 | 0 | 0 | 13 | 2 | 0 | 13 | 0 | 0 | 0 | 0 | 0
9 | 22 | 3 | 0 | 0 | 13 | 2 | 0 | 13 | 0 | 0 | 0 | 0 | 0
9 | 22 | 4 | 0 | 0 | 12 | 2 | 0 | 12 | 0 | 0 | 0 | 0 | 0
9 | 22 | 5 | 0 | 0 | 12 | 2 | 0 | 12 | 0 | 0 | 0 | 0 | 0
9 | 22 | 6 | 489 | 33 | 15 | 2 | 117.303 | 16.266 | 563042.625 | 515698.563 | 505384.5917 | 534.4369 | 523.7482
9 | 22 | 7 | 359 | 116 | 19 | 3 | 270.353 | 24.202 | 1591226.375 | 1519617.625 | 1489225.2725 | 1574.8343 | 1543.3376
9 | 22 | 8 | 380 | 197 | 22 | 3 | 442.572 | 31.661 | 2622652.5 | 2521166 | 2470742.68 | 2612.7748 | 2560.5193
9 | 22 | 9 | 922 | 72 | 24 | 2 | 802.955 | 44.545 | 4565691.5 | 4392857 | 4304999.86 | 4552.4754 | 4461.4259
9 | 22 | 10 | 515 | 289 | 25 | 2 | 786.542 | 46.141 | 4460970.5 | 4292483 | 4206633.34 | 4448.4542 | 4359.4852
9 | 22 | 11 | 82 | 382 | 26 | 3 | 473.694 | 37.607 | 2774855.75 | 2668490.75 | 2615120.935 | 2765.4528 | 2710.1437
9 | 22 | 12 | 963 | 76 | 27 | 4 | 994.152 | 47.659 | 5607369 | 5388181 | 5280417.38 | 5583.9654 | 5472.2861
9 | 22 | 13 | 940 | 75 | 26 | 4 | 901.663 | 45.76 | 5116774 | 4920121.5 | 4821719.07 | 5098.8986 | 4996.9206
9 | 22 | 14 | 333 | 266 | 25 | 4 | 530.67 | 36.902 | 3106627 | 2989209.5 | 2929425.31 | 3097.8251 | 3035.8686
9 | 22 | 15 | 29 | 174 | 24 | 3 | 190.334 | 28.398 | 1149767.875 | 1089252.375 | 1067467.3275 | 1128.8313 | 1106.2547
9 | 22 | 16 | 122 | 108 | 22 | 2 | 150.515 | 24.955 | 891844.063 | 837339.813 | 820593.0167 | 867.7653 | 850.41
9 | 22 | 17 | 40 | 24 | 19 | 2 | 28.301 | 18.424 | 163937.016 | 124526.992 | 122036.4522 | 129.0518 | 126.4708
9 | 22 | 18 | 0 | 0 | 17 | 3 | 0 | 17 | 0 | 0 | 0 | 0 | 0
9 | 22 | 19 | 0 | 0 | 15 | 3 | 0 | 15 | 0 | 0 | 0 | 0 | 0
9 | 22 | 20 | 0 | 0 | 13 | 4 | 0 | 13 | 0 | 0 | 0 | 0 | 0
9 | 22 | 21 | 0 | 0 | 11 | 3 | 0 | 11 | 0 | 0 | 0 | 0 | 0
9 | 22 | 22 | 0 | 0 | 10 | 2 | 0 | 10 | 0 | 0 | 0 | 0 | 0
9 | 22 | 23 | 0 | 0 | 9 | 2 | 0 | 9 | 0 | 0 | 0 | 0 | 0
9 | 23 | 0 | 0 | 0 | 8 | 2 | 0 | 8 | 0 | 0 | 0 | 0 | 0
9 | 23 | 1 | 0 | 0 | 8 | 3 | 0 | 8 | 0 | 0 | 0 | 0 | 0
9 | 23 | 2 | 0 | 0 | 8 | 4 | 0 | 8 | 0 | 0 | 0 | 0 | 0
9 | 23 | 3 | 0 | 0 | 9 | 4 | 0 | 9 | 0 | 0 | 0 | 0 | 0
9 | 23 | 4 | 0 | 0 | 9 | 3 | 0 | 9 | 0 | 0 | 0 | 0 | 0
9 | 23 | 5 | 0 | 0 | 9 | 3 | 0 | 9 | 0 | 0 | 0 | 0 | 0
9 | 23 | 6 | 0 | 29 | 10 | 3 | 27.504 | 8.85 | 178092.516 | 138415.281 | 135646.9754 | 143.4447 | 140.5758
9 | 23 | 7 | 678 | 62 | 13 | 4 | 343.26 | 19.11 | 2011520.375 | 1928406.25 | 1889838.125 | 1998.4766 | 1958.5071
9 | 23 | 8 | 863 | 71 | 15 | 5 | 608.793 | 26.132 | 3654584.75 | 3517656.25 | 3447303.125 | 3645.4735 | 3572.564
9 | 23 | 9 | 935 | 76 | 17 | 6 | 816.456 | 30.991 | 4878698 | 4692529.5 | 4598678.91 | 4863.0368 | 4765.7761
9 | 23 | 10 | 972 | 79 | 19 | 6 | 961.013 | 35.798 | 5661528 | 5439775 | 5330979.5 | 5637.4341 | 5524.6855
9 | 23 | 11 | 987 | 81 | 20 | 5 | 1030.377 | 40.269 | 5975392.5 | 5738475.5 | 5623705.99 | 5946.9882 | 5828.0484
9 | 23 | 12 | 989 | 79 | 21 | 4 | 1019.712 | 43.395 | 5844628.5 | 5614091.5 | 5501809.67 | 5818.0846 | 5701.7229
9 | 23 | 13 | 973 | 75 | 21 | 4 | 927.654 | 41.477 | 5349028.5 | 5141864 | 5039026.72 | 5328.6983 | 5222.1243
9 | 23 | 14 | 934 | 70 | 21 | 3 | 763.458 | 39.61 | 4410748.5 | 4244325.5 | 4159438.99 | 4398.5469 | 4310.576
9 | 23 | 15 | 861 | 62 | 20 | 3 | 542.786 | 33.203 | 3146389 | 3027608.25 | 2967056.085 | 3137.6191 | 3074.8667
9 | 23 | 16 | 716 | 48 | 18 | 2 | 289.548 | 25.81 | 1587487 | 1515976.5 | 1485656.97 | 1571.0609 | 1539.6397
9 | 23 | 17 | 335 | 20 | 14 | 1 | 58.877 | 15.076 | 259074.5 | 217848.547 | 213491.5761 | 225.7643 | 221.249
9 | 23 | 18 | 0 | 0 | 12 | 1 | 0 | 12 | 0 | 0 | 0 | 0 | 0
9 | 23 | 19 | 0 | 0 | 10 | 1 | 0 | 10 | 0 | 0 | 0 | 0 | 0
9 | 23 | 20 | 0 | 0 | 10 | 1 | 0 | 10 | 0 | 0 | 0 | 0 | 0
9 | 23 | 21 | 0 | 0 | 9 | 1 | 0 | 9 | 0 | 0 | 0 | 0 | 0
9 | 23 | 22 | 0 | 0 | 8 | 2 | 0 | 8 | 0 | 0 | 0 | 0 | 0
9 | 23 | 23 | 0 | 0 | 7 | 2 | 0 | 7 | 0 | 0 | 0 | 0 | 0
9 | 24 | 0 | 0 | 0 | 7 | 2 | 0 | 7 | 0 | 0 | 0 | 0 | 0
9 | 24 | 1 | 0 | 0 | 6 | 2 | 0 | 6 | 0 | 0 | 0 | 0 | 0
9 | 24 | 2 | 0 | 0 | 6 | 2 | 0 | 6 | 0 | 0 | 0 | 0 | 0
9 | 24 | 3 | 0 | 0 | 6 | 2 | 0 | 6 | 0 | 0 | 0 | 0 | 0
9 | 24 | 4 | 0 | 0 | 5 | 1 | 0 | 5 | 0 | 0 | 0 | 0 | 0
9 | 24 | 5 | 0 | 0 | 6 | 1 | 0 | 6 | 0 | 0 | 0 | 0 | 0
9 | 24 | 6 | 542 | 30 | 9 | 1 | 122.409 | 10.511 | 587235.313 | 539383.563 | 528595.8917 | 558.9826 | 547.8029
9 | 24 | 7 | 799 | 51 | 14 | 1 | 378.062 | 24.49 | 2163797.5 | 2076287.5 | 2034761.75 | 2151.7313 | 2108.6967
9 | 24 | 8 | 907 | 62 | 17 | 2 | 624.72 | 33.048 | 3657170.75 | 3520146.5 | 3449743.57 | 3648.0542 | 3575.0931
9 | 24 | 9 | 963 | 69 | 19 | 2 | 829.16 | 40.906 | 4778460.5 | 4596617.5 | 4504685.15 | 4763.6397 | 4668.367
9 | 24 | 10 | 994 | 73 | 21 | 2 | 972.303 | 46.927 | 5495955 | 5281994.5 | 5176354.61 | 5473.9205 | 5364.4421
9 | 24 | 11 | 1005 | 75 | 23 | 2 | 1038.676 | 50.82 | 5788398.5 | 5560578 | 5449366.44 | 5762.6266 | 5647.3741
9 | 24 | 12 | 1003 | 75 | 24 | 2 | 1025.962 | 51.642 | 5698873.5 | 5475343.5 | 5365836.63 | 5674.2951 | 5560.8091
9 | 24 | 13 | 987 | 72 | 24 | 2 | 933.682 | 49.391 | 5225182.5 | 5023658 | 4923184.84 | 5206.1972 | 5102.0732
9 | 24 | 14 | 957 | 63 | 24 | 3 | 769.457 | 42.677 | 4393938 | 4228203 | 4143638.94 | 4381.8386 | 4294.2018
9 | 24 | 15 | 888 | 56 | 23 | 3 | 547.956 | 36.295 | 3137650 | 3019169.5 | 2958786.11 | 3128.8738 | 3066.2963
9 | 24 | 16 | 749 | 44 | 20 | 2 | 293.474 | 27.925 | 1589064.125 | 1517512.125 | 1487161.8825 | 1572.6523 | 1541.1993
9 | 24 | 17 | 365 | 18 | 16 | 2 | 59.865 | 16.735 | 253765.875 | 212642.5 | 208389.65 | 220.3691 | 215.9617
9 | 24 | 18 | 0 | 0 | 13 | 2 | 0 | 13 | 0 | 0 | 0 | 0 | 0
9 | 24 | 19 | 0 | 0 | 12 | 1 | 0 | 12 | 0 | 0 | 0 | 0 | 0
9 | 24 | 20 | 0 | 0 | 12 | 0 | 0 | 12 | 0 | 0 | 0 | 0 | 0
9 | 24 | 21 | 0 | 0 | 11 | 0 | 0 | 11 | 0 | 0 | 0 | 0 | 0
9 | 24 | 22 | 0 | 0 | 10 | 0 | 0 | 10 | 0 | 0 | 0 | 0 | 0
9 | 24 | 23 | 0 | 0 | 10 | 0 | 0 | 10 | 0 | 0 | 0 | 0 | 0
9 | 25 | 0 | 0 | 0 | 9 | 0 | 0 | 9 | 0 | 0 | 0 | 0 | 0
9 | 25 | 1 | 0 | 0 | 9 | 1 | 0 | 9 | 0 | 0 | 0 | 0 | 0
9 | 25 | 2 | 0 | 0 | 8 | 1 | 0 | 8 | 0 | 0 | 0 | 0 | 0
9 | 25 | 3 | 0 | 0 | 8 | 1 | 0 | 8 | 0 | 0 | 0 | 0 | 0
9 | 25 | 4 | 0 | 0 | 7 | 1 | 0 | 7 | 0 | 0 | 0 | 0 | 0
9 | 25 | 5 | 0 | 0 | 7 | 1 | 0 | 7 | 0 | 0 | 0 | 0 | 0
9 | 25 | 6 | 505 | 32 | 10 | 2 | 118.144 | 11.212 | 572144.625 | 524609.938 | 514117.7392 | 543.6721 | 532.7987
9 | 25 | 7 | 788 | 54 | 15 | 3 | 377.526 | 22.748 | 2175289.5 | 2087442.875 | 2045694.0175 | 2163.292 | 2120.0262
9 | 25 | 8 | 904 | 65 | 19 | 3 | 625.359 | 33.189 | 3658917 | 3521828 | 3451391.44 | 3649.7968 | 3576.8009
9 | 25 | 9 | 961 | 72 | 22 | 4 | 829.748 | 39.663 | 4803678 | 4620751.5 | 4528336.47 | 4788.6507 | 4692.8777
9 | 25 | 10 | 986 | 76 | 24 | 4 | 966.948 | 44.842 | 5508751.5 | 5294194 | 5188310.12 | 5486.5633 | 5376.8321
9 | 25 | 11 | 993 | 79 | 25 | 5 | 1029.863 | 45.273 | 5861682.5 | 5630318.5 | 5517712.13 | 5834.9012 | 5718.2032
9 | 25 | 12 | 987 | 79 | 26 | 5 | 1013.183 | 46.056 | 5749095.5 | 5523163.5 | 5412700.23 | 5723.8526 | 5609.3756
9 | 25 | 13 | 967 | 76 | 27 | 6 | 918.368 | 43.374 | 5257544.5 | 5054554 | 4953462.92 | 5238.2158 | 5133.4515
9 | 25 | 14 | 931 | 70 | 26 | 6 | 755.666 | 39.417 | 4367250 | 4202604.5 | 4118552.41 | 4355.3099 | 4268.2037
9 | 25 | 15 | 858 | 61 | 25 | 5 | 534.483 | 35.454 | 3069223 | 2953080.25 | 2894018.645 | 3060.3831 | 2999.1754
9 | 25 | 16 | 712 | 47 | 22 | 4 | 282.379 | 27.879 | 1529428.875 | 1459434.25 | 1430245.565 | 1512.4641 | 1482.2148
9 | 25 | 17 | 309 | 18 | 19 | 4 | 53.72 | 19.322 | 232015.75 | 191311.078 | 187484.8564 | 198.2625 | 194.2973
9 | 25 | 18 | 0 | 0 | 17 | 3 | 0 | 17 | 0 | 0 | 0 | 0 | 0
9 | 25 | 19 | 0 | 0 | 16 | 3 | 0 | 16 | 0 | 0 | 0 | 0 | 0
9 | 25 | 20 | 0 | 0 | 15 | 2 | 0 | 15 | 0 | 0 | 0 | 0 | 0
9 | 25 | 21 | 0 | 0 | 14 | 2 | 0 | 14 | 0 | 0 | 0 | 0 | 0
9 | 25 | 22 | 0 | 0 | 12 | 1 | 0 | 12 | 0 | 0 | 0 | 0 | 0
9 | 25 | 23 | 0 | 0 | 12 | 1 | 0 | 12 | 0 | 0 | 0 | 0 | 0
9 | 26 | 0 | 0 | 0 | 11 | 1 | 0 | 11 | 0 | 0 | 0 | 0 | 0
9 | 26 | 1 | 0 | 0 | 10 | 1 | 0 | 10 | 0 | 0 | 0 | 0 | 0
9 | 26 | 2 | 0 | 0 | 10 | 1 | 0 | 10 | 0 | 0 | 0 | 0 | 0
9 | 26 | 3 | 0 | 0 | 9 | 0 | 0 | 9 | 0 | 0 | 0 | 0 | 0
9 | 26 | 4 | 0 | 0 | 8 | 0 | 0 | 8 | 0 | 0 | 0 | 0 | 0
9 | 26 | 5 | 0 | 0 | 8 | 0 | 0 | 8 | 0 | 0 | 0 | 0 | 0
9 | 26 | 6 | 497 | 32 | 10 | 0 | 116.57 | 11.554 | 564341.688 | 516970.438 | 506631.0292 | 535.755 | 525.0399
9 | 26 | 7 | 776 | 54 | 13 | 1 | 372.175 | 23.288 | 2140049 | 2053232.5 | 2012167.85 | 2127.8386 | 2085.2818
9 | 26 | 8 | 894 | 66 | 16 | 1 | 619.485 | 34.912 | 3601726 | 3466747.75 | 3397412.795 | 3592.7152 | 3520.8609
9 | 26 | 9 | 954 | 73 | 19 | 2 | 824.172 | 40.766 | 4751731.5 | 4571033 | 4479612.34 | 4737.1256 | 4642.3831
9 | 26 | 10 | 985 | 76 | 22 | 2 | 964.394 | 47.67 | 5435594 | 5224439 | 5119950.22 | 5414.2737 | 5305.9882
9 | 26 | 11 | 999 | 76 | 23 | 3 | 1030.064 | 47.567 | 5812035 | 5583074.5 | 5471413.01 | 5785.9406 | 5670.2217
9 | 26 | 12 | 996 | 75 | 24 | 3 | 1014.621 | 48.332 | 5707572 | 5483626.5 | 5373953.97 | 5682.879 | 5569.2214
9 | 26 | 13 | 978 | 72 | 25 | 4 | 920.56 | 45.211 | 5233490.5 | 5031590 | 4930958.2 | 5214.4174 | 5110.129
9 | 26 | 14 | 950 | 62 | 25 | 3 | 757.442 | 43.352 | 4312751.5 | 4150318.75 | 4067312.375 | 4301.1243 | 4215.1018
9 | 26 | 15 | 886 | 53 | 24 | 2 | 537.705 | 38.84 | 3045943 | 2930589.75 | 2871977.955 | 3037.0754 | 2976.3339
9 | 26 | 16 | 411 | 76 | 21 | 1 | 213.879 | 28.349 | 1188377.5 | 1126932.375 | 1104393.7275 | 1167.8805 | 1144.5229
9 | 26 | 17 | 344 | 16 | 17 | 1 | 55.221 | 17.598 | 231083.984 | 190397.188 | 186589.2442 | 197.3154 | 193.3691
9 | 26 | 18 | 0 | 0 | 14 | 1 | 0 | 14 | 0 | 0 | 0 | 0 | 0
9 | 26 | 19 | 0 | 0 | 13 | 1 | 0 | 13 | 0 | 0 | 0 | 0 | 0
9 | 26 | 20 | 0 | 0 | 12 | 1 | 0 | 12 | 0 | 0 | 0 | 0 | 0
9 | 26 | 21 | 0 | 0 | 11 | 1 | 0 | 11 | 0 | 0 | 0 | 0 | 0
9 | 26 | 22 | 0 | 0 | 11 | 1 | 0 | 11 | 0 | 0 | 0 | 0 | 0
9 | 26 | 23 | 0 | 0 | 11 | 1 | 0 | 11 | 0 | 0 | 0 | 0 | 0
9 | 27 | 0 | 0 | 0 | 10 | 1 | 0 | 10 | 0 | 0 | 0 | 0 | 0
9 | 27 | 1 | 0 | 0 | 10 | 1 | 0 | 10 | 0 | 0 | 0 | 0 | 0
9 | 27 | 2 | 0 | 0 | 9 | 1 | 0 | 9 | 0 | 0 | 0 | 0 | 0
9 | 27 | 3 | 0 | 0 | 9 | 1 | 0 | 9 | 0 | 0 | 0 | 0 | 0
9 | 27 | 4 | 0 | 0 | 9 | 1 | 0 | 9 | 0 | 0 | 0 | 0 | 0
9 | 27 | 5 | 0 | 0 | 9 | 1 | 0 | 9 | 0 | 0 | 0 | 0 | 0
9 | 27 | 6 | 410 | 34 | 12 | 1 | 104.784 | 12.967 | 518405.125 | 471989.656 | 462549.8629 | 489.1398 | 479.357
9 | 27 | 7 | 701 | 61 | 15 | 2 | 349.396 | 22.955 | 2016357.625 | 1933105.75 | 1894443.635 | 2003.3469 | 1963.28
9 | 27 | 8 | 823 | 76 | 18 | 3 | 589.446 | 31.302 | 3473510.25 | 3343202.25 | 3276338.205 | 3464.6805 | 3395.3869
9 | 27 | 9 | 883 | 86 | 20 | 4 | 782.6 | 36.647 | 4581152 | 4407670.5 | 4319517.09 | 4567.8272 | 4476.4706
9 | 27 | 10 | 913 | 94 | 21 | 5 | 919.122 | 38.861 | 5353925 | 5146535.5 | 5043604.79 | 5333.5395 | 5226.8687
9 | 27 | 11 | 929 | 96 | 22 | 5 | 984.772 | 41.334 | 5688036 | 5465022.5 | 5355722.05 | 5663.599 | 5550.327
9 | 27 | 12 | 9 | 174 | 23 | 5 | 176.485 | 26.852 | 1074578.625 | 1015851.313 | 995534.2867 | 1052.7632 | 1031.7079
9 | 27 | 13 | 822 | 139 | 22 | 5 | 864.738 | 37.86 | 5052894 | 4859083 | 4761901.34 | 5035.6422 | 4934.9293
9 | 27 | 14 | 108 | 270 | 21 | 5 | 354.43 | 28.092 | 2144841.25 | 2057885.125 | 2016727.4225 | 2132.6602 | 2090.007
9 | 27 | 15 | 69 | 180 | 19 | 5 | 218.909 | 22.589 | 1345404.5 | 1280098.25 | 1254496.285 | 1326.6118 | 1300.0795
9 | 27 | 16 | 313 | 84 | 16 | 4 | 190.388 | 19.164 | 1105566.625 | 1046105.938 | 1025183.8192 | 1084.1171 | 1062.4348
9 | 27 | 17 | 0 | 20 | 13 | 3 | 18.969 | 12.213 | 121456.531 | 82842.109 | 81185.2668 | 85.8523 | 84.1352
9 | 27 | 18 | 0 | 0 | 11 | 3 | 0 | 11 | 0 | 0 | 0 | 0 | 0
9 | 27 | 19 | 0 | 0 | 9 | 3 | 0 | 9 | 0 | 0 | 0 | 0 | 0
9 | 27 | 20 | 0 | 0 | 7 | 3 | 0 | 7 | 0 | 0 | 0 | 0 | 0
9 | 27 | 21 | 0 | 0 | 6 | 2 | 0 | 6 | 0 | 0 | 0 | 0 | 0
9 | 27 | 22 | 0 | 0 | 5 | 1 | 0 | 5 | 0 | 0 | 0 | 0 | 0
9 | 27 | 23 | 0 | 0 | 4 | 1 | 0 | 4 | 0 | 0 | 0 | 0 | 0
9 | 28 | 0 | 0 | 0 | 3 | 1 | 0 | 3 | 0 | 0 | 0 | 0 | 0
9 | 28 | 1 | 0 | 0 | 3 | 1 | 0 | 3 | 0 | 0 | 0 | 0 | 0
9 | 28 | 2 | 0 | 0 | 2 | 1 | 0 | 2 | 0 | 0 | 0 | 0 | 0
9 | 28 | 3 | 0 | 0 | 2 | 1 | 0 | 2 | 0 | 0 | 0 | 0 | 0
9 | 28 | 4 | 0 | 0 | 1 | 1 | 0 | 1 | 0 | 0 | 0 | 0 | 0
9 | 28 | 5 | 0 | 0 | 2 | 1 | 0 | 2 | 0 | 0 | 0 | 0 | 0
9 | 28 | 6 | 543 | 29 | 4 | 2 | 120.337 | 5.213 | 583624 | 535848.25 | 525131.285 | 555.3188 | 544.2124
9 | 28 | 7 | 818 | 49 | 8 | 2 | 380.809 | 16.896 | 2232245.75 | 2142720.75 | 2099866.335 | 2220.5784 | 2176.1669
9 | 28 | 8 | 928 | 60 | 11 | 1 | 631.307 | 30.503 | 3726982.5 | 3587359.25 | 3515612.065 | 3717.7092 | 3643.355
9 | 28 | 9 | 984 | 66 | 14 | 1 | 836.66 | 40.36 | 4830093.5 | 4646029 | 4553108.42 | 4814.8467 | 4718.5497
9 | 28 | 10 | 1012 | 70 | 17 | 1 | 977.966 | 47.872 | 5507434 | 5292938 | 5187079.24 | 5485.2617 | 5375.5564
9 | 28 | 11 | 1020 | 73 | 18 | 2 | 1042.061 | 46.211 | 5909747 | 5676044 | 5562523.12 | 5882.2882 | 5764.6424
9 | 28 | 12 | 1018 | 72 | 20 | 2 | 1026.579 | 47.897 | 5784064.5 | 5556452.5 | 5445323.45 | 5758.3512 | 5643.1842
9 | 28 | 13 | 1000 | 70 | 21 | 3 | 931.436 | 43.604 | 5326598 | 5120460.5 | 5018051.29 | 5306.5171 | 5200.3867
9 | 28 | 14 | 962 | 65 | 21 | 3 | 763.545 | 39.62 | 4406502.5 | 4240253.5 | 4155448.43 | 4394.3269 | 4306.4404
9 | 28 | 15 | 888 | 57 | 20 | 3 | 537.465 | 33.08 | 3105661.25 | 2988276.75 | 2928511.215 | 3096.8585 | 3034.9213
9 | 28 | 16 | 734 | 44 | 17 | 2 | 278.75 | 24.509 | 1513321.375 | 1443744.125 | 1414869.2425 | 1496.2039 | 1466.2798
9 | 28 | 17 | 283 | 15 | 13 | 2 | 47.415 | 13.291 | 205700.641 | 165499.266 | 162189.2807 | 171.5128 | 168.0826
9 | 28 | 18 | 0 | 0 | 10 | 1 | 0 | 10 | 0 | 0 | 0 | 0 | 0
9 | 28 | 19 | 0 | 0 | 9 | 1 | 0 | 9 | 0 | 0 | 0 | 0 | 0
9 | 28 | 20 | 0 | 0 | 8 | 0 | 0 | 8 | 0 | 0 | 0 | 0 | 0
9 | 28 | 21 | 0 | 0 | 7 | 0 | 0 | 7 | 0 | 0 | 0 | 0 | 0
9 | 28 | 22 | 0 | 0 | 7 | 0 | 0 | 7 | 0 | 0 | 0 | 0 | 0
9 | 28 | 23 | 0 | 0 | 6 | 1 | 0 | 6 | 0 | 0 | 0 | 0 | 0
9 | 29 | 0 | 0 | 0 | 6 | 1 | 0 | 6 | 0 | 0 | 0 | 0 | 0
9 | 29 | 1 | 0 | 0 | 5 | 1 | 0 | 5 | 0 | 0 | 0 | 0 | 0
9 | 29 | 2 | 0 | 0 | 5 | 1 | 0 | 5 | 0 | 0 | 0 | 0 | 0
9 | 29 | 3 | 0 | 0 | 5 | 1 | 0 | 5 | 0 | 0 | 0 | 0 | 0
9 | 29 | 4 | 0 | 0 | 5 | 2 | 0 | 5 | 0 | 0 | 0 | 0 | 0
9 | 29 | 5 | 0 | 0 | 5 | 2 | 0 | 5 | 0 | 0 | 0 | 0 | 0
9 | 29 | 6 | 509 | 28 | 8 | 2 | 113.613 | 9.06 | 545440.875 | 498464.25 | 488494.965 | 516.5764 | 506.2449
9 | 29 | 7 | 791 | 50 | 12 | 3 | 371.822 | 19.604 | 2160399.5 | 2072989 | 2031529.22 | 2148.3129 | 2105.3467
9 | 29 | 8 | 904 | 61 | 16 | 3 | 616.903 | 30.026 | 3647876.25 | 3511196 | 3440972.08 | 3638.7785 | 3566.0029
9 | 29 | 9 | 962 | 68 | 20 | 2 | 820.558 | 41.629 | 4714667 | 4535549.5 | 4444838.51 | 4700.3528 | 4606.3457
9 | 29 | 10 | 992 | 72 | 22 | 1 | 960.741 | 51.974 | 5325839.5 | 5119736.5 | 5017341.77 | 5305.7667 | 5199.6514
9 | 29 | 11 | 1006 | 73 | 23 | 1 | 1026.729 | 55.175 | 5625336.5 | 5405299 | 5297193.02 | 5601.7054 | 5489.6713
9 | 29 | 12 | 1006 | 72 | 24 | 1 | 1012.912 | 55.969 | 5531600 | 5315974 | 5209654.52 | 5509.1347 | 5398.952
9 | 29 | 13 | 989 | 69 | 25 | 1 | 918.122 | 54.332 | 5039213.5 | 4846009 | 4749088.82 | 5022.0931 | 4921.6513
9 | 29 | 14 | 961 | 59 | 25 | 1 | 752.97 | 49.514 | 4185709 | 4028375.25 | 3947807.745 | 4174.7499 | 4091.2549
9 | 29 | 15 | 891 | 51 | 24 | 0 | 529.314 | 46.824 | 2903932 | 2793335 | 2737468.3 | 2894.8333 | 2836.9367
9 | 29 | 16 | 745 | 38 | 21 | 0 | 272.282 | 34.079 | 1419427.25 | 1352256.375 | 1325211.2475 | 1401.3918 | 1373.364
9 | 29 | 17 | 0 | 23 | 17 | 0 | 21.949 | 18.415 | 137618.875 | 98702.867 | 96728.8097 | 102.2893 | 100.2435
9 | 29 | 18 | 0 | 0 | 15 | 0 | 0 | 15 | 0 | 0 | 0 | 0 | 0
9 | 29 | 19 | 0 | 0 | 13 | 1 | 0 | 13 | 0 | 0 | 0 | 0 | 0
9 | 29 | 20 | 0 | 0 | 12 | 2 | 0 | 12 | 0 | 0 | 0 | 0 | 0
9 | 29 | 21 | 0 | 0 | 11 | 2 | 0 | 11 | 0 | 0 | 0 | 0 | 0
9 | 29 | 22 | 0 | 0 | 11 | 2 | 0 | 11 | 0 | 0 | 0 | 0 | 0
9 | 29 | 23 | 0 | 0 | 10 | 2 | 0 | 10 | 0 | 0 | 0 | 0 | 0
9 | 30 | 0 | 0 | 0 | 10 | 2 | 0 | 10 | 0 | 0 | 0 | 0 | 0
9 | 30 | 1 | 0 | 0 | 9 | 2 | 0 | 9 | 0 | 0 | 0 | 0 | 0
9 | 30 | 2 | 0 | 0 | 9 | 1 | 0 | 9 | 0 | 0 | 0 | 0 | 0
9 | 30 | 3 | 0 | 0 | 8 | 1 | 0 | 8 | 0 | 0 | 0 | 0 | 0
9 | 30 | 4 | 0 | 0 | 8 | 1 | 0 | 8 | 0 | 0 | 0 | 0 | 0
9 | 30 | 5 | 0 | 0 | 8 | 1 | 0 | 8 | 0 | 0 | 0 | 0 | 0
9 | 30 | 6 | 387 | 30 | 11 | 1 | 96.554 | 11.668 | 476383.594 | 430832.813 | 422216.1567 | 446.4875 | 437.5578
9 | 30 | 7 | 777 | 47 | 16 | 2 | 361.005 | 24.237 | 2061728.125 | 1977178 | 1937634.44 | 2049.0205 | 2008.0401
9 | 30 | 8 | 887 | 58 | 20 | 1 | 602.193 | 38.217 | 3456172.25 | 3326489.25 | 3259959.465 | 3447.3602 | 3378.413
9 | 30 | 9 | 941 | 65 | 23 | 0 | 799.541 | 53.274 | 4394742.5 | 4228974.5 | 4144395.01 | 4382.6381 | 4294.9853
9 | 30 | 10 | 967 | 70 | 25 | 1 | 934.571 | 53.991 | 5140197 | 4942497 | 4843647.06 | 5122.0871 | 5019.6454
9 | 30 | 11 | 968 | 77 | 26 | 2 | 993.622 | 52.479 | 5501261.5 | 5287054 | 5181312.92 | 5479.1639 | 5369.5806
9 | 30 | 12 | 964 | 76 | 27 | 2 | 976.273 | 53.175 | 5389838.5 | 5180797.5 | 5077181.55 | 5369.0465 | 5261.6655
9 | 30 | 13 | 946 | 72 | 28 | 2 | 882.459 | 51.837 | 4890319.5 | 4703645.5 | 4609572.59 | 4874.5567 | 4777.0656
9 | 30 | 14 | 913 | 63 | 28 | 1 | 720.585 | 51.334 | 3977262.75 | 3828112.5 | 3751550.25 | 3967.2104 | 3887.8662
9 | 30 | 15 | 840 | 55 | 27 | 1 | 504.274 | 43.692 | 2798820.5 | 2691676.25 | 2637842.725 | 2789.4807 | 2733.6911
9 | 30 | 16 | 688 | 40 | 24 | 1 | 255.638 | 32.47 | 1341555.125 | 1276345.125 | 1250818.2225 | 1322.7223 | 1296.2678
9 | 30 | 17 | 0 | 8 | 15 | 5 | 7.568 | 14.217 | 48132.387 | 10869.097 | 10651.7151 | 11.264 | 11.0388
9 | 30 | 18 | 0 | 0 | 14 | 5 | 0 | 14 | 0 | 0 | 0 | 0 | 0
9 | 30 | 19 | 0 | 0 | 13 | 4 | 0 | 13 | 0 | 0 | 0 | 0 | 0
9 | 30 | 20 | 0 | 0 | 12 | 4 | 0 | 12 | 0 | 0 | 0 | 0 | 0
9 | 30 | 21 | 0 | 0 | 11 | 3 | 0 | 11 | 0 | 0 | 0 | 0 | 0
9 | 30 | 22 | 0 | 0 | 10 | 3 | 0 | 10 | 0 | 0 | 0 | 0 | 0
9 | 30 | 23 | 0 | 0 | 9 | 3 | 0 | 9 | 0 | 0 | 0 | 0 | 0
10 | 1 | 0 | 0 | 0 | 9 | 3 | 0 | 9 | 0 | 0 | 0 | 0 | 0
10 | 1 | 1 | 0 | 0 | 8 | 4 | 0 | 8 | 0 | 0 | 0 | 0 | 0
10 | 1 | 2 | 0 | 0 | 7 | 4 | 0 | 7 | 0 | 0 | 0 | 0 | 0
10 | 1 | 3 | 0 | 0 | 7 | 3 | 0 | 7 | 0 | 0 | 0 | 0 | 0
10 | 1 | 4 | 0 | 0 | 6 | 3 | 0 | 6 | 0 | 0 | 0 | 0 | 0
10 | 1 | 5 | 0 | 0 | 6 | 2 | 0 | 6 | 0 | 0 | 0 | 0 | 0
10 | 1 | 6 | 0 | 10 | 6 | 2 | 9.46 | 4.073 | 62225.77 | 24704.961 | 24210.8618 | 25.6026 | 25.0906
10 | 1 | 7 | 0 | 44 | 6 | 2 | 41.737 | 5.029 | 273673.781 | 232164.984 | 227521.6843 | 240.6009 | 235.7889
10 | 1 | 8 | 0 | 79 | 6 | 1 | 75.079 | 6.087 | 490594.469 | 444752.313 | 435857.2667 | 460.9128 | 451.6945
10 | 1 | 9 | 0 | 25 | 6 | 1 | 23.733 | 4.51 | 155883.422 | 116624.953 | 114292.4539 | 120.8626 | 118.4454
10 | 1 | 10 | 11 | 206 | 8 | 1 | 210.284 | 12.588 | 1344660.625 | 1279373 | 1253785.54 | 1325.8602 | 1299.343
10 | 1 | 11 | 10 | 195 | 9 | 1 | 198.635 | 14.227 | 1263237.5 | 1199967.625 | 1175968.2725 | 1243.5695 | 1218.6981
10 | 1 | 12 | 14 | 234 | 10 | 2 | 241.785 | 15.361 | 1531755.5 | 1461700.5 | 1432466.49 | 1514.8127 | 1484.5165
10 | 1 | 13 | 19 | 241 | 11 | 2 | 252.652 | 16.81 | 1592569.5 | 1520925.5 | 1490506.99 | 1576.1897 | 1544.6659
10 | 1 | 14 | 0 | 134 | 11 | 3 | 128.946 | 13.069 | 823272.563 | 770308 | 754901.84 | 798.2978 | 782.3319
10 | 1 | 15 | 220 | 173 | 10 | 3 | 295.372 | 15.798 | 1842206.75 | 1763838.25 | 1728561.485 | 1827.9289 | 1791.3703
10 | 1 | 16 | 82 | 86 | 9 | 2 | 113.651 | 11.158 | 706397.25 | 656000.688 | 642880.6742 | 679.8371 | 666.2403
10 | 1 | 17 | 0 | 6 | 8 | 2 | 5.673 | 6.428 | 37030.5 | 0 | 0 | 0 | 0
10 | 1 | 18 | 0 | 0 | 7 | 2 | 0 | 7 | 0 | 0 | 0 | 0 | 0
10 | 1 | 19 | 0 | 0 | 7 | 2 | 0 | 7 | 0 | 0 | 0 | 0 | 0
10 | 1 | 20 | 0 | 0 | 6 | 2 | 0 | 6 | 0 | 0 | 0 | 0 | 0
10 | 1 | 21 | 0 | 0 | 6 | 1 | 0 | 6 | 0 | 0 | 0 | 0 | 0
10 | 1 | 22 | 0 | 0 | 6 | 0 | 0 | 6 | 0 | 0 | 0 | 0 | 0
10 | 1 | 23 | 0 | 0 | 5 | 0 | 0 | 5 | 0 | 0 | 0 | 0 | 0
10 | 2 | 0 | 0 | 0 | 5 | 0 | 0 | 5 | 0 | 0 | 0 | 0 | 0
10 | 2 | 1 | 0 | 0 | 5 | 1 | 0 | 5 | 0 | 0 | 0 | 0 | 0
10 | 2 | 2 | 0 | 0 | 4 | 1 | 0 | 4 | 0 | 0 | 0 | 0 | 0
10 | 2 | 3 | 0 | 0 | 4 | 1 | 0 | 4 | 0 | 0 | 0 | 0 | 0
10 | 2 | 4 | 0 | 0 | 4 | 1 | 0 | 4 | 0 | 0 | 0 | 0 | 0
10 | 2 | 5 | 0 | 0 | 4 | 1 | 0 | 4 | 0 | 0 | 0 | 0 | 0
10 | 2 | 6 | 13 | 35 | 6 | 1 | 36.764 | 4.55 | 236525.469 | 195734.188 | 191819.5042 | 202.8464 | 198.7894
10 | 2 | 7 | 57 | 120 | 10 | 2 | 143.465 | 12.055 | 907004.563 | 852156.563 | 835113.4317 | 883.1204 | 865.458
10 | 2 | 8 | 74 | 203 | 13 | 3 | 251.517 | 17.778 | 1574623.375 | 1503450.25 | 1473381.245 | 1558.0795 | 1526.9179
10 | 2 | 9 | 522 | 211 | 16 | 3 | 639.426 | 30.253 | 3834045.75 | 3690387 | 3616579.26 | 3824.4805 | 3747.9909
10 | 2 | 10 | 676 | 208 | 19 | 4 | 837.598 | 36.919 | 4914243.5 | 4726528.5 | 4631997.93 | 4898.2712 | 4800.3058
10 | 2 | 11 | 566 | 278 | 20 | 3 | 844.416 | 40.256 | 4897030 | 4710064.5 | 4615863.21 | 4881.2089 | 4783.5848
10 | 2 | 12 | 881 | 117 | 21 | 3 | 948.199 | 43.562 | 5430111 | 5219210 | 5114825.8 | 5408.8547 | 5300.6776
10 | 2 | 13 | 868 | 108 | 22 | 2 | 857.752 | 45.422 | 4871071.5 | 4685234 | 4591529.32 | 4855.4762 | 4758.3667
10 | 2 | 14 | 832 | 95 | 22 | 1 | 697.912 | 44.916 | 3947896.5 | 3799881 | 3723883.38 | 3937.9531 | 3859.194
10 | 2 | 15 | 436 | 139 | 21 | 1 | 381.236 | 34.163 | 2211782 | 2122861.75 | 2080404.515 | 2199.9978 | 2155.9979
10 | 2 | 16 | 573 | 55 | 19 | 1 | 233.691 | 26.217 | 1266067.125 | 1202727.875 | 1178673.3175 | 1246.4301 | 1221.5015
10 | 2 | 17 | 0 | 13 | 15 | 1 | 12.315 | 14.226 | 78319.656 | 40503.504 | 39693.4339 | 41.9752 | 41.1357
10 | 2 | 18 | 0 | 0 | 13 | 1 | 0 | 13 | 0 | 0 | 0 | 0 | 0
10 | 2 | 19 | 0 | 0 | 12 | 1 | 0 | 12 | 0 | 0 | 0 | 0 | 0
10 | 2 | 20 | 0 | 0 | 10 | 0 | 0 | 10 | 0 | 0 | 0 | 0 | 0
10 | 2 | 21 | 0 | 0 | 9 | 0 | 0 | 9 | 0 | 0 | 0 | 0 | 0
10 | 2 | 22 | 0 | 0 | 8 | 0 | 0 | 8 | 0 | 0 | 0 | 0 | 0
10 | 2 | 23 | 0 | 0 | 8 | 0 | 0 | 8 | 0 | 0 | 0 | 0 | 0
10 | 3 | 0 | 0 | 0 | 8 | 0 | 0 | 8 | 0 | 0 | 0 | 0 | 0
10 | 3 | 1 | 0 | 0 | 7 | 0 | 0 | 7 | 0 | 0 | 0 | 0 | 0
10 | 3 | 2 | 0 | 0 | 7 | 0 | 0 | 7 | 0 | 0 | 0 | 0 | 0
10 | 3 | 3 | 0 | 0 | 6 | 0 | 0 | 6 | 0 | 0 | 0 | 0 | 0
10 | 3 | 4 | 0 | 0 | 6 | 0 | 0 | 6 | 0 | 0 | 0 | 0 | 0
10 | 3 | 5 | 0 | 0 | 6 | 0 | 0 | 6 | 0 | 0 | 0 | 0 | 0
10 | 3 | 6 | 85 | 35 | 7 | 0 | 51.581 | 5.346 | 305801.438 | 263666.344 | 258393.0171 | 273.2469 | 267.782
10 | 3 | 7 | 33 | 112 | 11 | 1 | 125.639 | 12.938 | 795500.563 | 743152.688 | 728289.6342 | 770.1558 | 754.7527
10 | 3 | 8 | 6 | 151 | 15 | 1 | 150.474 | 18.222 | 943609.688 | 887926.75 | 870168.215 | 920.1904 | 901.7866
10 | 3 | 9 | 52 | 262 | 18 | 2 | 309.07 | 25.031 | 1892669.75 | 1812902.5 | 1776644.45 | 1878.7759 | 1841.2004
10 | 3 | 10 | 479 | 272 | 21 | 3 | 729.532 | 37.385 | 4273637.5 | 4112783.75 | 4030528.075 | 4262.2255 | 4176.981
10 | 3 | 11 | 624 | 252 | 22 | 4 | 868.766 | 40.675 | 5030197 | 4837391 | 4740643.18 | 5013.162 | 4912.8987
10 | 3 | 12 | 562 | 270 | 23 | 5 | 822.455 | 39.153 | 4788440.5 | 4606169.5 | 4514046.11 | 4773.5388 | 4678.0681
10 | 3 | 13 | 653 | 199 | 23 | 5 | 778.171 | 38.231 | 4540273.5 | 4368499 | 4281129.02 | 4527.2324 | 4436.6877
10 | 3 | 14 | 745 | 117 | 22 | 4 | 660.89 | 36.428 | 3858835.75 | 3714234 | 3639949.32 | 3849.194 | 3772.2102
10 | 3 | 15 | 719 | 74 | 21 | 3 | 457.271 | 31.962 | 2650084.5 | 2547727.5 | 2496772.95 | 2640.3015 | 2587.4954
10 | 3 | 16 | 618 | 47 | 18 | 1 | 235.809 | 25.655 | 1267222.5 | 1203854.75 | 1179777.655 | 1247.5979 | 1222.6459
10 | 3 | 17 | 0 | 0 | 15 | 1 | 0 | 15 | 0 | 0 | 0 | 0 | 0
10 | 3 | 18 | 0 | 0 | 14 | 1 | 0 | 14 | 0 | 0 | 0 | 0 | 0
10 | 3 | 19 | 0 | 0 | 13 | 0 | 0 | 13 | 0 | 0 | 0 | 0 | 0
10 | 3 | 20 | 0 | 0 | 12 | 0 | 0 | 12 | 0 | 0 | 0 | 0 | 0
10 | 3 | 21 | 0 | 0 | 11 | 1 | 0 | 11 | 0 | 0 | 0 | 0 | 0
10 | 3 | 22 | 0 | 0 | 11 | 1 | 0 | 11 | 0 | 0 | 0 | 0 | 0
10 | 3 | 23 | 0 | 0 | 11 | 1 | 0 | 11 | 0 | 0 | 0 | 0 | 0
10 | 4 | 0 | 0 | 0 | 10 | 1 | 0 | 10 | 0 | 0 | 0 | 0 | 0
10 | 4 | 1 | 0 | 0 | 9 | 1 | 0 | 9 | 0 | 0 | 0 | 0 | 0
10 | 4 | 2 | 0 | 0 | 8 | 1 | 0 | 8 | 0 | 0 | 0 | 0 | 0
10 | 4 | 3 | 0 | 0 | 7 | 1 | 0 | 7 | 0 | 0 | 0 | 0 | 0
10 | 4 | 4 | 0 | 0 | 6 | 1 | 0 | 6 | 0 | 0 | 0 | 0 | 0
10 | 4 | 5 | 0 | 0 | 6 | 1 | 0 | 6 | 0 | 0 | 0 | 0 | 0
10 | 4 | 6 | 358 | 31 | 8 | 3 | 93.898 | 8.476 | 475067.688 | 429543.844 | 420952.9671 | 445.1517 | 436.2487
10 | 4 | 7 | 730 | 58 | 10 | 5 | 353.04 | 15.688 | 2079933.875 | 1994859.875 | 1954962.6775 | 2067.3449 | 2025.998
10 | 4 | 8 | 879 | 69 | 12 | 7 | 605.307 | 21.002 | 3692289.75 | 3553961 | 3482881.78 | 3683.0974 | 3609.4354
10 | 4 | 9 | 950 | 76 | 13 | 7 | 812.801 | 25.614 | 4946413 | 4757292.5 | 4662146.65 | 4930.153 | 4831.55
10 | 4 | 10 | 985 | 80 | 14 | 7 | 954.028 | 29.109 | 5754942 | 5528729.5 | 5418154.91 | 5729.6209 | 5615.0285
10 | 4 | 11 | 999 | 81 | 15 | 7 | 1017.747 | 31.288 | 6096554.5 | 5853646 | 5736573.08 | 6066.3435 | 5945.0166
10 | 4 | 12 | 994 | 80 | 16 | 7 | 997.814 | 32.046 | 5959846.5 | 5723693 | 5609219.14 | 5931.6686 | 5813.0352
10 | 4 | 13 | 972 | 77 | 16 | 6 | 898.6 | 31.923 | 5361132 | 5153412 | 5050343.76 | 5340.6659 | 5233.8526
10 | 4 | 14 | 926 | 72 | 15 | 6 | 728.307 | 27.807 | 4380969.5 | 4215764.5 | 4131449.21 | 4368.9481 | 4281.5691
10 | 4 | 15 | 840 | 62 | 13 | 6 | 503.292 | 21.616 | 3017477.25 | 2903086 | 2845024.28 | 3008.5723 | 2948.4008
10 | 4 | 16 | 657 | 45 | 11 | 5 | 242.888 | 15.213 | 1345234.875 | 1279933 | 1254334.34 | 1326.4405 | 1299.9117
10 | 4 | 17 | 0 | 0 | 9 | 3 | 0 | 9 | 0 | 0 | 0 | 0 | 0
10 | 4 | 18 | 0 | 0 | 7 | 2 | 0 | 7 | 0 | 0 | 0 | 0 | 0
10 | 4 | 19 | 0 | 0 | 5 | 1 | 0 | 5 | 0 | 0 | 0 | 0 | 0
10 | 4 | 20 | 0 | 0 | 4 | 1 | 0 | 4 | 0 | 0 | 0 | 0 | 0
10 | 4 | 21 | 0 | 0 | 3 | 1 | 0 | 3 | 0 | 0 | 0 | 0 | 0
10 | 4 | 22 | 0 | 0 | 2 | 1 | 0 | 2 | 0 | 0 | 0 | 0 | 0
10 | 4 | 23 | 0 | 0 | 2 | 0 | 0 | 2 | 0 | 0 | 0 | 0 | 0
10 | 5 | 0 | 0 | 0 | 1 | 0 | 0 | 1 | 0 | 0 | 0 | 0 | 0
10 | 5 | 1 | 0 | 0 | 1 | 0 | 0 | 1 | 0 | 0 | 0 | 0 | 0
10 | 5 | 2 | 0 | 0 | 1 | 0 | 0 | 1 | 0 | 0 | 0 | 0 | 0
10 | 5 | 3 | 0 | 0 | 0 | 1 | 0 | 0 | 0 | 0 | 0 | 0 | 0
10 | 5 | 4 | 0 | 0 | 0 | 1 | 0 | 0 | 0 | 0 | 0 | 0 | 0
10 | 5 | 5 | 0 | 0 | 0 | 1 | 0 | 0 | 0 | 0 | 0 | 0 | 0
10 | 5 | 6 | 310 | 33 | 2 | 1 | 88.732 | 2.27 | 468934.844 | 423536.375 | 415065.6475 | 438.926 | 430.1474
10 | 5 | 7 | 475 | 83 | 5 | 2 | 278.636 | 10.996 | 1688925.5 | 1614724.5 | 1582430.01 | 1673.397 | 1639.929
10 | 5 | 8 | 747 | 102 | 6 | 2 | 566.474 | 20.479 | 3467120.5 | 3337043 | 3270302.14 | 3458.2975 | 3389.1315
10 | 5 | 9 | 516 | 207 | 7 | 2 | 628.527 | 24.053 | 3851345 | 3707028.75 | 3632888.175 | 3841.727 | 3764.8924
10 | 5 | 10 | 863 | 127 | 9 | 2 | 904.688 | 33.28 | 5376841 | 5168398 | 5065030.04 | 5356.1964 | 5249.0725
10 | 5 | 11 | 35 | 304 | 10 | 2 | 346.678 | 20.643 | 2156940.5 | 2069631.125 | 2028238.5025 | 2144.833 | 2101.9364
10 | 5 | 12 | 718 | 197 | 11 | 2 | 885.918 | 33.833 | 5258167 | 5055148 | 4954045.04 | 5238.8314 | 5134.0547
10 | 5 | 13 | 362 | 289 | 11 | 2 | 618.488 | 28.681 | 3736742 | 3596753.25 | 3524818.185 | 3727.4445 | 3652.8956
10 | 5 | 14 | 507 | 184 | 11 | 2 | 560.366 | 26.308 | 3396767 | 3269213.5 | 3203829.23 | 3388.0033 | 3320.2433
10 | 5 | 15 | 451 | 129 | 10 | 2 | 374.312 | 20.213 | 2275674.25 | 2184857.75 | 2141160.595 | 2264.2465 | 2218.9616
10 | 5 | 16 | 423 | 58 | 9 | 1 | 188.537 | 14.783 | 1070314.75 | 1011687.938 | 991454.1792 | 1048.4485 | 1027.4796
10 | 5 | 17 | 0 | 0 | 7 | 1 | 0 | 7 | 0 | 0 | 0 | 0 | 0
10 | 5 | 18 | 0 | 0 | 5 | 1 | 0 | 5 | 0 | 0 | 0 | 0 | 0
10 | 5 | 19 | 0 | 0 | 5 | 1 | 0 | 5 | 0 | 0 | 0 | 0 | 0
10 | 5 | 20 | 0 | 0 | 4 | 0 | 0 | 4 | 0 | 0 | 0 | 0 | 0
10 | 5 | 21 | 0 | 0 | 3 | 0 | 0 | 3 | 0 | 0 | 0 | 0 | 0
10 | 5 | 22 | 0 | 0 | 2 | 0 | 0 | 2 | 0 | 0 | 0 | 0 | 0
10 | 5 | 23 | 0 | 0 | 2 | 1 | 0 | 2 | 0 | 0 | 0 | 0 | 0
10 | 6 | 0 | 0 | 0 | 2 | 1 | 0 | 2 | 0 | 0 | 0 | 0 | 0
10 | 6 | 1 | 0 | 0 | 2 | 1 | 0 | 2 | 0 | 0 | 0 | 0 | 0
10 | 6 | 2 | 0 | 0 | 1 | 1 | 0 | 1 | 0 | 0 | 0 | 0 | 0
10 | 6 | 3 | 0 | 0 | 1 | 1 | 0 | 1 | 0 | 0 | 0 | 0 | 0
10 | 6 | 4 | 0 | 0 | 0 | 2 | 0 | 0 | 0 | 0 | 0 | 0 | 0
10 | 6 | 5 | 0 | 0 | 0 | 2 | 0 | 0 | 0 | 0 | 0 | 0 | 0
10 | 6 | 6 | 473 | 24 | 2 | 2 | 105.496 | 2.776 | 516877.219 | 470493.344 | 461083.4771 | 487.5891 | 477.8374
10 | 6 | 7 | 782 | 47 | 6 | 2 | 359.562 | 14.283 | 2118693.25 | 2032498 | 1991848.04 | 2106.3507 | 2064.2236
10 | 6 | 8 | 901 | 59 | 10 | 1 | 604.489 | 28.649 | 3586980.25 | 3452543.75 | 3383492.875 | 3577.995 | 3506.4351
10 | 6 | 9 | 958 | 66 | 13 | 1 | 804.054 | 38.389 | 4672743.5 | 4495406 | 4405497.88 | 4658.7506 | 4565.5756
10 | 6 | 10 | 987 | 70 | 14 | 0 | 940.104 | 50.251 | 5244630 | 5042225 | 4941380.5 | 5225.4388 | 5120.93
10 | 6 | 11 | 999 | 72 | 15 | 0 | 1002.482 | 53.651 | 5524130.5 | 5308854.5 | 5202677.41 | 5501.7565 | 5391.7214
10 | 6 | 12 | 996 | 71 | 16 | 0 | 983.764 | 54.323 | 5405705 | 5195932 | 5092013.36 | 5384.7309 | 5277.0363
10 | 6 | 13 | 977 | 68 | 17 | 0 | 886.511 | 52.339 | 4900660.5 | 4713537 | 4619266.26 | 4884.8076 | 4787.1115
10 | 6 | 14 | 935 | 63 | 17 | 0 | 718.289 | 46.867 | 4027078.25 | 3875993 | 3798473.14 | 4016.8307 | 3936.4941
10 | 6 | 15 | 855 | 54 | 16 | 0 | 494.1 | 37.982 | 2787847.5 | 2681060.5 | 2627439.29 | 2778.4793 | 2722.9097
10 | 6 | 16 | 679 | 39 | 13 | 1 | 238.422 | 20.972 | 1281186.875 | 1217475.25 | 1193125.745 | 1261.7133 | 1236.479
10 | 6 | 17 | 0 | 0 | 9 | 1 | 0 | 9 | 0 | 0 | 0 | 0 | 0
10 | 6 | 18 | 0 | 0 | 7 | 1 | 0 | 7 | 0 | 0 | 0 | 0 | 0
10 | 6 | 19 | 0 | 0 | 6 | 0 | 0 | 6 | 0 | 0 | 0 | 0 | 0
10 | 6 | 20 | 0 | 0 | 6 | 0 | 0 | 6 | 0 | 0 | 0 | 0 | 0
10 | 6 | 21 | 0 | 0 | 6 | 0 | 0 | 6 | 0 | 0 | 0 | 0 | 0
10 | 6 | 22 | 0 | 0 | 5 | 0 | 0 | 5 | 0 | 0 | 0 | 0 | 0
10 | 6 | 23 | 0 | 0 | 5 | 0 | 0 | 5 | 0 | 0 | 0 | 0 | 0
10 | 7 | 0 | 0 | 0 | 4 | 0 | 0 | 4 | 0 | 0 | 0 | 0 | 0
10 | 7 | 1 | 0 | 0 | 3 | 0 | 0 | 3 | 0 | 0 | 0 | 0 | 0
10 | 7 | 2 | 0 | 0 | 3 | 0 | 0 | 3 | 0 | 0 | 0 | 0 | 0
10 | 7 | 3 | 0 | 0 | 3 | 0 | 0 | 3 | 0 | 0 | 0 | 0 | 0
10 | 7 | 4 | 0 | 0 | 3 | 0 | 0 | 3 | 0 | 0 | 0 | 0 | 0
10 | 7 | 5 | 0 | 0 | 3 | 0 | 0 | 3 | 0 | 0 | 0 | 0 | 0
10 | 7 | 6 | 469 | 23 | 4 | 0 | 104.393 | 4.863 | 507655.625 | 461462.25 | 452233.005 | 478.2299 | 468.6653
10 | 7 | 7 | 780 | 45 | 8 | 0 | 354.233 | 20.83 | 2038368.75 | 1954488.375 | 1915398.6075 | 2025.5065 | 1984.9963
10 | 7 | 8 | 900 | 56 | 11 | 1 | 599.105 | 29.425 | 3544061.5 | 3411194.5 | 3342970.61 | 3535.1433 | 3464.4405
10 | 7 | 9 | 959 | 63 | 14 | 1 | 799.576 | 39.178 | 4632711.5 | 4457065 | 4367923.7 | 4619.0165 | 4526.6362
10 | 7 | 10 | 989 | 66 | 17 | 1 | 935.033 | 46.558 | 5289998 | 5085531.5 | 4983820.87 | 5270.3189 | 5164.9125
10 | 7 | 11 | 1001 | 68 | 19 | 2 | 997.15 | 45.94 | 5659377 | 5437726.5 | 5328971.97 | 5635.3112 | 5522.605
10 | 7 | 12 | 998 | 67 | 20 | 2 | 978.114 | 46.597 | 5536353.5 | 5320505 | 5214094.9 | 5513.8304 | 5403.5537
10 | 7 | 13 | 980 | 64 | 21 | 2 | 881.352 | 45.133 | 5007484.5 | 4815681 | 4719367.38 | 4990.6631 | 4890.8499
10 | 7 | 14 | 940 | 59 | 21 | 2 | 714.085 | 40.72 | 4095436.5 | 3941674.5 | 3862841.01 | 4084.8988 | 4003.2008
10 | 7 | 15 | 860 | 50 | 20 | 3 | 489.205 | 31.843 | 2818997.75 | 2711195.25 | 2656971.345 | 2809.709 | 2753.5148
10 | 7 | 16 | 680 | 37 | 17 | 2 | 234.354 | 23.162 | 1244324.5 | 1181518.5 | 1157888.13 | 1224.45 | 1199.961
10 | 7 | 17 | 0 | 0 | 13 | 1 | 0 | 13 | 0 | 0 | 0 | 0 | 0
10 | 7 | 18 | 0 | 0 | 11 | 1 | 0 | 11 | 0 | 0 | 0 | 0 | 0
10 | 7 | 19 | 0 | 0 | 11 | 1 | 0 | 11 | 0 | 0 | 0 | 0 | 0
10 | 7 | 20 | 0 | 0 | 10 | 0 | 0 | 10 | 0 | 0 | 0 | 0 | 0
10 | 7 | 21 | 0 | 0 | 9 | 0 | 0 | 9 | 0 | 0 | 0 | 0 | 0
10 | 7 | 22 | 0 | 0 | 8 | 0 | 0 | 8 | 0 | 0 | 0 | 0 | 0
10 | 7 | 23 | 0 | 0 | 8 | 1 | 0 | 8 | 0 | 0 | 0 | 0 | 0
10 | 8 | 0 | 0 | 0 | 8 | 1 | 0 | 8 | 0 | 0 | 0 | 0 | 0
10 | 8 | 1 | 0 | 0 | 8 | 1 | 0 | 8 | 0 | 0 | 0 | 0 | 0
10 | 8 | 2 | 0 | 0 | 8 | 2 | 0 | 8 | 0 | 0 | 0 | 0 | 0
10 | 8 | 3 | 0 | 0 | 9 | 2 | 0 | 9 | 0 | 0 | 0 | 0 | 0
10 | 8 | 4 | 0 | 0 | 8 | 2 | 0 | 8 | 0 | 0 | 0 | 0 | 0
10 | 8 | 5 | 0 | 0 | 8 | 1 | 0 | 8 | 0 | 0 | 0 | 0 | 0
10 | 8 | 6 | 476 | 23 | 10 | 1 | 106.067 | 10.978 | 505687.844 | 459535.031 | 450344.3304 | 476.2327 | 466.708
10 | 8 | 7 | 794 | 45 | 14 | 2 | 358.67 | 22.21 | 2052348.25 | 1968067.375 | 1928706.0275 | 2039.5789 | 1998.7873
10 | 8 | 8 | 913 | 56 | 18 | 1 | 605.379 | 36.367 | 3491888.75 | 3360916.75 | 3293698.415 | 3483.0387 | 3413.3779
10 | 8 | 9 | 969 | 64 | 22 | 0 | 806.454 | 52.568 | 4441710 | 4274015.5 | 4188535.19 | 4429.3157 | 4340.7294
10 | 8 | 10 | 995 | 70 | 24 | 0 | 942.644 | 59.41 | 5073377 | 4878657.5 | 4781084.35 | 5055.9279 | 4954.8094
10 | 8 | 11 | 719 | 196 | 25 | 0 | 891.742 | 59.534 | 4801802 | 4618956.5 | 4526577.37 | 4786.7905 | 4691.0546
10 | 8 | 12 | 669 | 213 | 26 | 1 | 853.026 | 53.077 | 4710711.5 | 4531762.5 | 4441127.25 | 4696.4282 | 4602.4996
10 | 8 | 13 | 338 | 286 | 27 | 2 | 593.179 | 43.452 | 3395807.25 | 3268288 | 3202922.24 | 3387.0442 | 3319.3033
10 | 8 | 14 | 701 | 121 | 26 | 2 | 623.791 | 42.478 | 3558716.25 | 3425314.25 | 3356807.965 | 3549.7761 | 3478.7806
10 | 8 | 15 | 842 | 50 | 24 | 2 | 477.493 | 36.908 | 2699567 | 2595630.25 | 2543717.645 | 2689.9448 | 2636.1459
10 | 8 | 16 | 108 | 71 | 20 | 2 | 104.429 | 22.646 | 612993 | 564597.5 | 553305.55 | 585.1127 | 573.4104
10 | 8 | 17 | 0 | 0 | 16 | 2 | 0 | 16 | 0 | 0 | 0 | 0 | 0
10 | 8 | 18 | 0 | 0 | 14 | 1 | 0 | 14 | 0 | 0 | 0 | 0 | 0
10 | 8 | 19 | 0 | 0 | 13 | 1 | 0 | 13 | 0 | 0 | 0 | 0 | 0
10 | 8 | 20 | 0 | 0 | 13 | 0 | 0 | 13 | 0 | 0 | 0 | 0 | 0
10 | 8 | 21 | 0 | 0 | 12 | 0 | 0 | 12 | 0 | 0 | 0 | 0 | 0
10 | 8 | 22 | 0 | 0 | 12 | 1 | 0 | 12 | 0 | 0 | 0 | 0 | 0
10 | 8 | 23 | 0 | 0 | 12 | 2 | 0 | 12 | 0 | 0 | 0 | 0 | 0
10 | 9 | 0 | 0 | 0 | 11 | 3 | 0 | 11 | 0 | 0 | 0 | 0 | 0
10 | 9 | 1 | 0 | 0 | 11 | 3 | 0 | 11 | 0 | 0 | 0 | 0 | 0
10 | 9 | 2 | 0 | 0 | 10 | 3 | 0 | 10 | 0 | 0 | 0 | 0 | 0
10 | 9 | 3 | 0 | 0 | 9 | 3 | 0 | 9 | 0 | 0 | 0 | 0 | 0
10 | 9 | 4 | 0 | 0 | 8 | 2 | 0 | 8 | 0 | 0 | 0 | 0 | 0
10 | 9 | 5 | 0 | 0 | 8 | 2 | 0 | 8 | 0 | 0 | 0 | 0 | 0
10 | 9 | 6 | 452 | 23 | 10 | 2 | 102.705 | 10.78 | 493297.188 | 447399.5 | 438451.51 | 463.6562 | 454.383
10 | 9 | 7 | 773 | 46 | 15 | 3 | 352.265 | 22.104 | 2017028.125 | 1933757.125 | 1895081.9825 | 2004.0219 | 1963.9415
10 | 9 | 8 | 892 | 59 | 19 | 3 | 595.071 | 32.427 | 3481490.5 | 3350894.5 | 3283876.61 | 3472.6523 | 3403.1992
10 | 9 | 9 | 949 | 68 | 22 | 2 | 794.205 | 42.837 | 4538882 | 4367165.5 | 4279822.19 | 4525.8504 | 4435.3334
10 | 9 | 10 | 975 | 74 | 23 | 1 | 927.809 | 51.92 | 5142156.5 | 4944369 | 4845481.62 | 5124.0271 | 5021.5466
10 | 9 | 11 | 983 | 78 | 24 | 1 | 987.22 | 54.932 | 5412380.5 | 5202299.5 | 5098253.51 | 5391.3298 | 5283.5032
10 | 9 | 12 | 975 | 78 | 24 | 1 | 964.612 | 54.548 | 5295147.5 | 5090446.5 | 4988637.57 | 5275.4125 | 5169.9042
10 | 9 | 13 | 949 | 76 | 25 | 2 | 863.966 | 48.487 | 4846013 | 4661260.5 | 4568035.29 | 4830.6316 | 4734.019
10 | 9 | 14 | 899 | 71 | 24 | 3 | 694.107 | 40.822 | 3978241.25 | 3829053.25 | 3752472.185 | 3968.1854 | 3888.8217
10 | 9 | 15 | 805 | 61 | 23 | 4 | 471.29 | 33.248 | 2701789.75 | 2597781.75 | 2545826.115 | 2692.1745 | 2638.331
10 | 9 | 16 | 601 | 42 | 19 | 3 | 213.847 | 23.76 | 1135746.5 | 1075566.75 | 1054055.415 | 1114.6484 | 1092.3555
10 | 9 | 17 | 0 | 0 | 15 | 2 | 0 | 15 | 0 | 0 | 0 | 0 | 0
10 | 9 | 18 | 0 | 0 | 13 | 2 | 0 | 13 | 0 | 0 | 0 | 0 | 0
10 | 9 | 19 | 0 | 0 | 12 | 2 | 0 | 12 | 0 | 0 | 0 | 0 | 0
10 | 9 | 20 | 0 | 0 | 11 | 2 | 0 | 11 | 0 | 0 | 0 | 0 | 0
10 | 9 | 21 | 0 | 0 | 10 | 1 | 0 | 10 | 0 | 0 | 0 | 0 | 0
10 | 9 | 22 | 0 | 0 | 10 | 1 | 0 | 10 | 0 | 0 | 0 | 0 | 0
10 | 9 | 23 | 0 | 0 | 9 | 1 | 0 | 9 | 0 | 0 | 0 | 0 | 0
10 | 10 | 0 | 0 | 0 | 8 | 1 | 0 | 8 | 0 | 0 | 0 | 0 | 0
10 | 10 | 1 | 0 | 0 | 7 | 0 | 0 | 7 | 0 | 0 | 0 | 0 | 0
10 | 10 | 2 | 0 | 0 | 7 | 0 | 0 | 7 | 0 | 0 | 0 | 0 | 0
10 | 10 | 3 | 0 | 0 | 6 | 0 | 0 | 6 | 0 | 0 | 0 | 0 | 0
10 | 10 | 4 | 0 | 0 | 6 | 0 | 0 | 6 | 0 | 0 | 0 | 0 | 0
10 | 10 | 5 | 0 | 0 | 6 | 0 | 0 | 6 | 0 | 0 | 0 | 0 | 0
10 | 10 | 6 | 390 | 24 | 8 | 0 | 94.077 | 8.437 | 464371.156 | 419065.906 | 410684.5879 | 434.293 | 425.6072
10 | 10 | 7 | 742 | 51 | 12 | 1 | 345.027 | 21.326 | 1983280.75 | 1900968.5 | 1862949.13 | 1970.0419 | 1930.6411
10 | 10 | 8 | 877 | 64 | 16 | 0 | 590.593 | 38.663 | 3377849.25 | 3250970 | 3185950.6 | 3369.0969 | 3301.715
10 | 10 | 9 | 945 | 71 | 19 | 0 | 792.813 | 49.307 | 4421141 | 4254292 | 4169206.16 | 4408.8755 | 4320.698
10 | 10 | 10 | 981 | 75 | 22 | 1 | 931.869 | 51.094 | 5180874 | 4981348.5 | 4881721.53 | 5162.3503 | 5059.1033
10 | 10 | 11 | 996 | 76 | 24 | 2 | 994.122 | 50.586 | 5542606 | 5326464.5 | 5219935.21 | 5520.0064 | 5409.6063
10 | 10 | 12 | 994 | 75 | 25 | 3 | 975.254 | 48.349 | 5482829.5 | 5269481 | 5164091.38 | 5460.9524 | 5351.7333
10 | 10 | 13 | 975 | 71 | 25 | 3 | 876.365 | 46.124 | 4959211 | 4769530 | 4674139.4 | 4942.8352 | 4843.9785
10 | 10 | 14 | 931 | 65 | 24 | 3 | 705.913 | 41.117 | 4039816.25 | 3888234 | 3810469.32 | 4029.5165 | 3948.9262
10 | 10 | 15 | 843 | 56 | 23 | 2 | 479.444 | 36.222 | 2714345.75 | 2609934.75 | 2557736.055 | 2704.7691 | 2650.6737
10 | 10 | 16 | 637 | 39 | 19 | 1 | 218.461 | 26.218 | 1141873.625 | 1081547.375 | 1059916.4275 | 1120.8464 | 1098.4294
10 | 10 | 17 | 0 | 0 | 15 | 1 | 0 | 15 | 0 | 0 | 0 | 0 | 0
10 | 10 | 18 | 0 | 0 | 14 | 2 | 0 | 14 | 0 | 0 | 0 | 0 | 0
10 | 10 | 19 | 0 | 0 | 13 | 4 | 0 | 13 | 0 | 0 | 0 | 0 | 0
10 | 10 | 20 | 0 | 0 | 12 | 5 | 0 | 12 | 0 | 0 | 0 | 0 | 0
10 | 10 | 21 | 0 | 0 | 11 | 5 | 0 | 11 | 0 | 0 | 0 | 0 | 0
10 | 10 | 22 | 0 | 0 | 10 | 4 | 0 | 10 | 0 | 0 | 0 | 0 | 0
10 | 10 | 23 | 0 | 0 | 9 | 4 | 0 | 9 | 0 | 0 | 0 | 0 | 0
10 | 11 | 0 | 0 | 0 | 8 | 3 | 0 | 8 | 0 | 0 | 0 | 0 | 0
10 | 11 | 1 | 0 | 0 | 7 | 2 | 0 | 7 | 0 | 0 | 0 | 0 | 0
10 | 11 | 2 | 0 | 0 | 6 | 2 | 0 | 6 | 0 | 0 | 0 | 0 | 0
10 | 11 | 3 | 0 | 0 | 6 | 1 | 0 | 6 | 0 | 0 | 0 | 0 | 0
10 | 11 | 4 | 0 | 0 | 5 | 1 | 0 | 5 | 0 | 0 | 0 | 0 | 0
10 | 11 | 5 | 0 | 0 | 5 | 1 | 0 | 5 | 0 | 0 | 0 | 0 | 0
10 | 11 | 6 | 417 | 23 | 7 | 1 | 97.955 | 7.656 | 480691.688 | 435052.688 | 426351.6342 | 450.8607 | 441.8435
10 | 11 | 7 | 762 | 48 | 10 | 2 | 348.359 | 17.92 | 2022333.375 | 1938911 | 1900132.78 | 2009.3631 | 1969.1758
10 | 11 | 8 | 887 | 61 | 13 | 2 | 591.547 | 28.191 | 3512127.75 | 3380422.25 | 3312813.805 | 3503.2529 | 3433.1879
10 | 11 | 9 | 947 | 70 | 16 | 1 | 791.263 | 40.792 | 4555703.5 | 4383286 | 4295620.28 | 4542.5567 | 4451.7055
10 | 11 | 10 | 976 | 75 | 17 | 1 | 925.298 | 46.26 | 5239843 | 5037655 | 4936901.9 | 5220.7027 | 5116.2887
10 | 11 | 11 | 986 | 77 | 19 | 2 | 983.608 | 45.582 | 5589263.5 | 5370929.5 | 5263510.91 | 5566.0871 | 5454.7653
10 | 11 | 12 | 981 | 76 | 20 | 3 | 961.991 | 43.226 | 5513601.5 | 5298817.5 | 5192841.15 | 5491.3548 | 5381.5277
10 | 11 | 13 | 959 | 73 | 20 | 3 | 862.739 | 40.956 | 4976997.5 | 4786536 | 4690805.28 | 4960.4591 | 4861.2499
10 | 11 | 14 | 914 | 67 | 20 | 4 | 693.846 | 35.319 | 4055257.25 | 3903071.5 | 3825010.07 | 4044.8931 | 3963.9953
10 | 11 | 15 | 823 | 57 | 19 | 4 | 470.371 | 29.247 | 2729490.25 | 2624592 | 2572100.16 | 2719.9589 | 2665.5597
10 | 11 | 16 | 617 | 39 | 15 | 3 | 211.163 | 19.673 | 1127198 | 1067222.375 | 1045877.9275 | 1106.0009 | 1083.8808
10 | 11 | 17 | 0 | 0 | 11 | 2 | 0 | 11 | 0 | 0 | 0 | 0 | 0
10 | 11 | 18 | 0 | 0 | 9 | 2 | 0 | 9 | 0 | 0 | 0 | 0 | 0
10 | 11 | 19 | 0 | 0 | 8 | 1 | 0 | 8 | 0 | 0 | 0 | 0 | 0
10 | 11 | 20 | 0 | 0 | 7 | 1 | 0 | 7 | 0 | 0 | 0 | 0 | 0
10 | 11 | 21 | 0 | 0 | 7 | 1 | 0 | 7 | 0 | 0 | 0 | 0 | 0
10 | 11 | 22 | 0 | 0 | 6 | 1 | 0 | 6 | 0 | 0 | 0 | 0 | 0
10 | 11 | 23 | 0 | 0 | 5 | 0 | 0 | 5 | 0 | 0 | 0 | 0 | 0
10 | 12 | 0 | 0 | 0 | 4 | 0 | 0 | 4 | 0 | 0 | 0 | 0 | 0
10 | 12 | 1 | 0 | 0 | 4 | 0 | 0 | 4 | 0 | 0 | 0 | 0 | 0
10 | 12 | 2 | 0 | 0 | 4 | 0 | 0 | 4 | 0 | 0 | 0 | 0 | 0
10 | 12 | 3 | 0 | 0 | 4 | 0 | 0 | 4 | 0 | 0 | 0 | 0 | 0
10 | 12 | 4 | 0 | 0 | 4 | 0 | 0 | 4 | 0 | 0 | 0 | 0 | 0
10 | 12 | 5 | 0 | 0 | 4 | 0 | 0 | 4 | 0 | 0 | 0 | 0 | 0
10 | 12 | 6 | 0 | 7 | 5 | 0 | 6.619 | 0.926 | 43985.996 | 6798.275 | 6662.3095 | 7.0453 | 6.9044
10 | 12 | 7 | 209 | 101 | 8 | 0 | 190.024 | 13.082 | 1166755.875 | 1105832.25 | 1083715.605 | 1146.0137 | 1123.0934
10 | 12 | 8 | 468 | 147 | 12 | 0 | 441.714 | 28.656 | 2633754.5 | 2531916 | 2481277.68 | 2623.9155 | 2571.4371
10 | 12 | 9 | 503 | 199 | 15 | 0 | 604.615 | 38.809 | 3512429.25 | 3380712.75 | 3313098.495 | 3503.554 | 3433.4829
10 | 12 | 10 | 176 | 323 | 18 | 0 | 500.021 | 39.31 | 2909258.75 | 2798485.5 | 2742515.79 | 2900.171 | 2842.1676
10 | 12 | 11 | 552 | 253 | 21 | 0 | 792.221 | 50.649 | 4416696 | 4250029 | 4165028.42 | 4404.4576 | 4316.3685
10 | 12 | 12 | 516 | 255 | 22 | 1 | 752.735 | 46.185 | 4267922.5 | 4107299 | 4025153.02 | 4256.5414 | 4171.4106
10 | 12 | 13 | 295 | 282 | 23 | 1 | 551.245 | 41.297 | 3180895.5 | 3060925 | 2999706.5 | 3172.1465 | 3108.7035
10 | 12 | 14 | 904 | 69 | 23 | 2 | 686.567 | 40.995 | 3929124.25 | 3781832 | 3706195.36 | 3919.2483 | 3840.8633
10 | 12 | 15 | 804 | 59 | 21 | 2 | 460.857 | 33.717 | 2630499.25 | 2528764.25 | 2478188.965 | 2620.6492 | 2568.2362
10 | 12 | 16 | 583 | 40 | 17 | 1 | 201.363 | 23.597 | 1060634.75 | 1002235.875 | 982191.1575 | 1038.653 | 1017.88
10 | 12 | 17 | 0 | 0 | 13 | 1 | 0 | 13 | 0 | 0 | 0 | 0 | 0
10 | 12 | 18 | 0 | 0 | 12 | 1 | 0 | 12 | 0 | 0 | 0 | 0 | 0
10 | 12 | 19 | 0 | 0 | 11 | 1 | 0 | 11 | 0 | 0 | 0 | 0 | 0
10 | 12 | 20 | 0 | 0 | 9 | 1 | 0 | 9 | 0 | 0 | 0 | 0 | 0
10 | 12 | 21 | 0 | 0 | 8 | 1 | 0 | 8 | 0 | 0 | 0 | 0 | 0
10 | 12 | 22 | 0 | 0 | 8 | 2 | 0 | 8 | 0 | 0 | 0 | 0 | 0
10 | 12 | 23 | 0 | 0 | 7 | 2 | 0 | 7 | 0 | 0 | 0 | 0 | 0
10 | 13 | 0 | 0 | 0 | 7 | 2 | 0 | 7 | 0 | 0 | 0 | 0 | 0
10 | 13 | 1 | 0 | 0 | 7 | 2 | 0 | 7 | 0 | 0 | 0 | 0 | 0
10 | 13 | 2 | 0 | 0 | 6 | 2 | 0 | 6 | 0 | 0 | 0 | 0 | 0
10 | 13 | 3 | 0 | 0 | 6 | 1 | 0 | 6 | 0 | 0 | 0 | 0 | 0
10 | 13 | 4 | 0 | 0 | 6 | 1 | 0 | 6 | 0 | 0 | 0 | 0 | 0
10 | 13 | 5 | 0 | 0 | 6 | 1 | 0 | 6 | 0 | 0 | 0 | 0 | 0
10 | 13 | 6 | 386 | 21 | 8 | 1 | 91.595 | 8.451 | 449810.844 | 404802.125 | 396706.0825 | 419.511 | 411.1208
10 | 13 | 7 | 338 | 89 | 13 | 0 | 230.034 | 20.776 | 1357108.25 | 1291509.125 | 1265678.9425 | 1338.4373 | 1311.6685
10 | 13 | 8 | 544 | 128 | 17 | 0 | 464.489 | 34.6 | 2706539.75 | 2602379.25 | 2550331.665 | 2696.9391 | 2643.0003
10 | 13 | 9 | 447 | 216 | 20 | 1 | 580.482 | 38.032 | 3382656.5 | 3255606 | 3190493.88 | 3373.9014 | 3306.4234
10 | 13 | 10 | 775 | 146 | 22 | 1 | 839.562 | 47.758 | 4727973.5 | 4548289.5 | 4457323.71 | 4713.5557 | 4619.2846
10 | 13 | 11 | 668 | 209 | 23 | 1 | 850.549 | 49.998 | 4753250 | 4572487 | 4481037.26 | 4738.6324 | 4643.8598
10 | 13 | 12 | 473 | 265 | 24 | 1 | 724.293 | 47.516 | 4086004.5 | 3932613.25 | 3853960.985 | 4075.5083 | 3993.9981
10 | 13 | 13 | 661 | 172 | 24 | 1 | 736.836 | 47.371 | 4151390.75 | 3995420 | 3915511.6 | 4140.5972 | 4057.7853
10 | 13 | 14 | 708 | 111 | 24 | 1 | 606.548 | 43.768 | 3439041.25 | 3309974.25 | 3243774.765 | 3430.2452 | 3361.6403
10 | 13 | 15 | 827 | 47 | 22 | 2 | 453.356 | 34.261 | 2576099.25 | 2476080.75 | 2426559.135 | 2566.0514 | 2514.7304
10 | 13 | 16 | 609 | 37 | 18 | 2 | 203.199 | 23.208 | 1063954 | 1005477.063 | 985367.5217 | 1042.012 | 1021.1717
10 | 13 | 17 | 0 | 0 | 15 | 1 | 0 | 15 | 0 | 0 | 0 | 0 | 0
10 | 13 | 18 | 0 | 0 | 13 | 1 | 0 | 13 | 0 | 0 | 0 | 0 | 0
10 | 13 | 19 | 0 | 0 | 12 | 0 | 0 | 12 | 0 | 0 | 0 | 0 | 0
10 | 13 | 20 | 0 | 0 | 12 | 0 | 0 | 12 | 0 | 0 | 0 | 0 | 0
10 | 13 | 21 | 0 | 0 | 11 | 0 | 0 | 11 | 0 | 0 | 0 | 0 | 0
10 | 13 | 22 | 0 | 0 | 10 | 0 | 0 | 10 | 0 | 0 | 0 | 0 | 0
10 | 13 | 23 | 0 | 0 | 10 | 1 | 0 | 10 | 0 | 0 | 0 | 0 | 0
10 | 14 | 0 | 0 | 0 | 10 | 1 | 0 | 10 | 0 | 0 | 0 | 0 | 0
10 | 14 | 1 | 0 | 0 | 10 | 1 | 0 | 10 | 0 | 0 | 0 | 0 | 0
10 | 14 | 2 | 0 | 0 | 10 | 1 | 0 | 10 | 0 | 0 | 0 | 0 | 0
10 | 14 | 3 | 0 | 0 | 9 | 1 | 0 | 9 | 0 | 0 | 0 | 0 | 0
10 | 14 | 4 | 0 | 0 | 9 | 1 | 0 | 9 | 0 | 0 | 0 | 0 | 0
10 | 14 | 5 | 0 | 0 | 9 | 1 | 0 | 9 | 0 | 0 | 0 | 0 | 0
10 | 14 | 6 | 357 | 20 | 11 | 1 | 85.948 | 11.314 | 420026.688 | 375621.156 | 368108.7329 | 389.2697 | 381.4843
10 | 14 | 7 | 334 | 88 | 16 | 2 | 227.148 | 20.592 | 1340455.875 | 1275273.375 | 1249767.9075 | 1321.6116 | 1295.1794
10 | 14 | 8 | 352 | 167 | 20 | 3 | 388.017 | 28.275 | 2321003.25 | 2228828.5 | 2184251.93 | 2309.815 | 2263.6187
10 | 14 | 9 | 928 | 68 | 23 | 4 | 768.977 | 38.918 | 4456554.5 | 4288249 | 4202484.02 | 4444.0664 | 4355.1851
10 | 14 | 10 | 962 | 72 | 24 | 4 | 902.881 | 43.41 | 5167066.5 | 4968161.5 | 4868798.27 | 5148.6841 | 5045.7105
10 | 14 | 11 | 973 | 75 | 25 | 5 | 961.654 | 43.876 | 5498973.5 | 5284872.5 | 5179175.05 | 5476.9031 | 5367.3651
10 | 14 | 12 | 967 | 75 | 26 | 5 | 939.889 | 44.557 | 5359242 | 5151608.5 | 5048576.33 | 5338.7968 | 5232.0209
10 | 14 | 13 | 944 | 72 | 26 | 5 | 840.689 | 42.632 | 4818083.5 | 4634537 | 4541846.26 | 4802.9371 | 4706.8783
10 | 14 | 14 | 785 | 89 | 25 | 4 | 628.648 | 38.837 | 3626853.25 | 3490949.75 | 3421130.755 | 3617.7966 | 3545.4406
10 | 14 | 15 | 735 | 61 | 23 | 3 | 425.25 | 33.129 | 2430349 | 2334853.5 | 2288156.43 | 2419.6925 | 2371.2987
10 | 14 | 16 | 586 | 36 | 19 | 1 | 194.456 | 25.2 | 1008803.375 | 951616.188 | 932583.8642 | 986.194 | 966.4701
10 | 14 | 17 | 0 | 0 | 16 | 1 | 0 | 16 | 0 | 0 | 0 | 0 | 0
10 | 14 | 18 | 0 | 0 | 14 | 1 | 0 | 14 | 0 | 0 | 0 | 0 | 0
10 | 14 | 19 | 0 | 0 | 13 | 1 | 0 | 13 | 0 | 0 | 0 | 0 | 0
10 | 14 | 20 | 0 | 0 | 12 | 1 | 0 | 12 | 0 | 0 | 0 | 0 | 0
10 | 14 | 21 | 0 | 0 | 12 | 1 | 0 | 12 | 0 | 0 | 0 | 0 | 0
10 | 14 | 22 | 0 | 0 | 12 | 1 | 0 | 12 | 0 | 0 | 0 | 0 | 0
10 | 14 | 23 | 0 | 0 | 11 | 2 | 0 | 11 | 0 | 0 | 0 | 0 | 0
10 | 15 | 0 | 0 | 0 | 10 | 2 | 0 | 10 | 0 | 0 | 0 | 0 | 0
10 | 15 | 1 | 0 | 0 | 9 | 2 | 0 | 9 | 0 | 0 | 0 | 0 | 0
10 | 15 | 2 | 0 | 0 | 9 | 1 | 0 | 9 | 0 | 0 | 0 | 0 | 0
10 | 15 | 3 | 0 | 0 | 9 | 1 | 0 | 9 | 0 | 0 | 0 | 0 | 0
10 | 15 | 4 | 0 | 0 | 9 | 1 | 0 | 9 | 0 | 0 | 0 | 0 | 0
10 | 15 | 5 | 0 | 0 | 9 | 1 | 0 | 9 | 0 | 0 | 0 | 0 | 0
10 | 15 | 6 | 299 | 20 | 10 | 1 | 77.126 | 9.993 | 386525.156 | 342792.594 | 335936.7421 | 355.2483 | 348.1433
10 | 15 | 7 | 794 | 43 | 12 | 1 | 348.953 | 21.367 | 1991384 | 1908842 | 1870665.16 | 1978.2015 | 1938.6375
10 | 15 | 8 | 925 | 54 | 16 | 3 | 599.082 | 29.554 | 3534350.75 | 3401837.5 | 3333800.75 | 3525.4463 | 3454.9374
10 | 15 | 9 | 985 | 60 | 19 | 4 | 799.644 | 36.043 | 4682211 | 4504472.5 | 4414383.05 | 4668.1466 | 4574.7836
10 | 15 | 10 | 1012 | 64 | 21 | 5 | 933.378 | 39.161 | 5426001.5 | 5215290.5 | 5110984.69 | 5404.7928 | 5296.6969
10 | 15 | 11 | 1020 | 67 | 22 | 6 | 991.536 | 39.5 | 5762483.5 | 5535909 | 5425190.82 | 5737.0613 | 5622.32
10 | 15 | 12 | 1011 | 67 | 23 | 6 | 966.159 | 40.14 | 5600016.5 | 5381175.5 | 5273551.99 | 5576.7054 | 5465.1713
10 | 15 | 13 | 985 | 65 | 23 | 6 | 862.174 | 38.3 | 5020239 | 4827873 | 4731315.54 | 5003.2981 | 4903.2322
10 | 15 | 14 | 931 | 60 | 22 | 6 | 685.303 | 34.072 | 4018177.75 | 3867439.25 | 3790090.465 | 4007.9661 | 3927.8068
10 | 15 | 15 | 828 | 52 | 21 | 5 | 454.504 | 29.746 | 2621551.25 | 2520099.5 | 2469697.51 | 2611.6696 | 2559.4362
10 | 15 | 16 | 591 | 35 | 17 | 3 | 192.92 | 21.202 | 1010494.438 | 953268 | 934202.64 | 987.9059 | 968.1477
10 | 15 | 17 | 0 | 0 | 13 | 2 | 0 | 13 | 0 | 0 | 0 | 0 | 0
10 | 15 | 18 | 0 | 0 | 12 | 1 | 0 | 12 | 0 | 0 | 0 | 0 | 0
10 | 15 | 19 | 0 | 0 | 11 | 1 | 0 | 11 | 0 | 0 | 0 | 0 | 0
10 | 15 | 20 | 0 | 0 | 11 | 1 | 0 | 11 | 0 | 0 | 0 | 0 | 0
10 | 15 | 21 | 0 | 0 | 10 | 2 | 0 | 10 | 0 | 0 | 0 | 0 | 0
10 | 15 | 22 | 0 | 0 | 9 | 2 | 0 | 9 | 0 | 0 | 0 | 0 | 0
10 | 15 | 23 | 0 | 0 | 9 | 2 | 0 | 9 | 0 | 0 | 0 | 0 | 0
10 | 16 | 0 | 0 | 0 | 8 | 1 | 0 | 8 | 0 | 0 | 0 | 0 | 0
10 | 16 | 1 | 0 | 0 | 7 | 1 | 0 | 7 | 0 | 0 | 0 | 0 | 0
10 | 16 | 2 | 0 | 0 | 7 | 1 | 0 | 7 | 0 | 0 | 0 | 0 | 0
10 | 16 | 3 | 0 | 0 | 6 | 1 | 0 | 6 | 0 | 0 | 0 | 0 | 0
10 | 16 | 4 | 0 | 0 | 6 | 1 | 0 | 6 | 0 | 0 | 0 | 0 | 0
10 | 16 | 5 | 0 | 0 | 5 | 1 | 0 | 5 | 0 | 0 | 0 | 0 | 0
10 | 16 | 6 | 283 | 21 | 7 | 1 | 75.712 | 6.887 | 387321.219 | 343572.719 | 336701.2646 | 356.0567 | 348.9356
10 | 16 | 7 | 697 | 54 | 10 | 3 | 325.295 | 16.383 | 1897052.625 | 1817163.25 | 1780819.985 | 1883.1915 | 1845.5277
10 | 16 | 8 | 847 | 71 | 13 | 4 | 575.159 | 24.799 | 3453369.25 | 3323787.25 | 3257311.505 | 3444.5601 | 3375.6689
10 | 16 | 9 | 915 | 82 | 14 | 4 | 771.532 | 30.509 | 4609208.5 | 4434551 | 4345859.98 | 4595.6844 | 4503.7707
10 | 16 | 10 | 945 | 89 | 15 | 4 | 903.411 | 34.665 | 5338800 | 5132104 | 5029461.92 | 5318.5836 | 5212.212
10 | 16 | 11 | 950 | 93 | 16 | 5 | 956.62 | 34.764 | 5656594.5 | 5435076 | 5326374.48 | 5632.5644 | 5519.9131
10 | 16 | 12 | 935 | 95 | 16 | 5 | 929.302 | 34.324 | 5502169.5 | 5287919.5 | 5182161.11 | 5480.0608 | 5370.4596
10 | 16 | 13 | 336 | 266 | 16 | 5 | 563.416 | 27.21 | 3419779.75 | 3291403.5 | 3225575.43 | 3410.9996 | 3342.7796
10 | 16 | 14 | 834 | 87 | 15 | 5 | 653.572 | 27.36 | 3927047.75 | 3779835.25 | 3704238.545 | 3917.179 | 3838.8354
10 | 16 | 15 | 721 | 71 | 14 | 5 | 426.464 | 22.08 | 2533567.5 | 2434880.25 | 2386182.645 | 2523.3538 | 2472.8867
10 | 16 | 16 | 476 | 43 | 11 | 3 | 172.125 | 14.597 | 937734.25 | 882185.813 | 864542.0967 | 914.2408 | 895.956
10 | 16 | 17 | 0 | 0 | 9 | 2 | 0 | 9 | 0 | 0 | 0 | 0 | 0
10 | 16 | 18 | 0 | 0 | 7 | 1 | 0 | 7 | 0 | 0 | 0 | 0 | 0
10 | 16 | 19 | 0 | 0 | 6 | 1 | 0 | 6 | 0 | 0 | 0 | 0 | 0
10 | 16 | 20 | 0 | 0 | 5 | 1 | 0 | 5 | 0 | 0 | 0 | 0 | 0
10 | 16 | 21 | 0 | 0 | 5 | 2 | 0 | 5 | 0 | 0 | 0 | 0 | 0
10 | 16 | 22 | 0 | 0 | 5 | 2 | 0 | 5 | 0 | 0 | 0 | 0 | 0
10 | 16 | 23 | 0 | 0 | 4 | 3 | 0 | 4 | 0 | 0 | 0 | 0 | 0
10 | 17 | 0 | 0 | 0 | 3 | 3 | 0 | 3 | 0 | 0 | 0 | 0 | 0
10 | 17 | 1 | 0 | 0 | 3 | 4 | 0 | 3 | 0 | 0 | 0 | 0 | 0
10 | 17 | 2 | 0 | 0 | 3 | 3 | 0 | 3 | 0 | 0 | 0 | 0 | 0
10 | 17 | 3 | 0 | 0 | 2 | 3 | 0 | 2 | 0 | 0 | 0 | 0 | 0
10 | 17 | 4 | 0 | 0 | 2 | 2 | 0 | 2 | 0 | 0 | 0 | 0 | 0
10 | 17 | 5 | 0 | 0 | 2 | 2 | 0 | 2 | 0 | 0 | 0 | 0 | 0
10 | 17 | 6 | 15 | 19 | 2 | 2 | 20.907 | 0.343 | 133442.953 | 94604.992 | 92712.8922 | 98.0425 | 96.0817
10 | 17 | 7 | 192 | 95 | 4 | 4 | 176.804 | 6.32 | 1109505.125 | 1049950.875 | 1028951.8575 | 1088.1018 | 1066.3398
10 | 17 | 8 | 772 | 82 | 7 | 5 | 542.804 | 16.525 | 3355114 | 3229042.5 | 3164461.65 | 3346.3727 | 3279.4452
10 | 17 | 9 | 867 | 89 | 9 | 6 | 746.937 | 21.63 | 4603760.5 | 4429331.5 | 4340744.87 | 4590.2753 | 4498.4698
10 | 17 | 10 | 918 | 91 | 10 | 6 | 880.644 | 25.249 | 5381480 | 5172824 | 5069367.52 | 5360.7832 | 5253.5676
10 | 17 | 11 | 940 | 91 | 11 | 6 | 942.829 | 27.518 | 5721161.5 | 5496567 | 5386635.66 | 5696.2897 | 5582.3639
10 | 17 | 12 | 939 | 88 | 12 | 6 | 921.989 | 28.238 | 5578660 | 5360825.5 | 5253608.99 | 5555.6159 | 5444.5036
10 | 17 | 13 | 918 | 81 | 13 | 6 | 821.842 | 27.463 | 4975103.5 | 4784725.5 | 4689030.99 | 4958.5828 | 4859.4112
10 | 17 | 14 | 873 | 71 | 13 | 5 | 654.501 | 25.788 | 3951392.75 | 3803242.5 | 3727177.65 | 3941.4368 | 3862.608
10 | 17 | 15 | 775 | 57 | 12 | 4 | 432.656 | 21.405 | 2568257 | 2468484.75 | 2419115.055 | 2558.1794 | 2507.0158
10 | 17 | 16 | 539 | 36 | 9 | 3 | 177.632 | 12.745 | 956913.25 | 900925.125 | 882906.6225 | 933.6611 | 914.9878
10 | 17 | 17 | 0 | 0 | 6 | 2 | 0 | 6 | 0 | 0 | 0 | 0 | 0
10 | 17 | 18 | 0 | 0 | 4 | 1 | 0 | 4 | 0 | 0 | 0 | 0 | 0
10 | 17 | 19 | 0 | 0 | 3 | 0 | 0 | 3 | 0 | 0 | 0 | 0 | 0
10 | 17 | 20 | 0 | 0 | 2 | 0 | 0 | 2 | 0 | 0 | 0 | 0 | 0
10 | 17 | 21 | 0 | 0 | 1 | 0 | 0 | 1 | 0 | 0 | 0 | 0 | 0
10 | 17 | 22 | 0 | 0 | 1 | 1 | 0 | 1 | 0 | 0 | 0 | 0 | 0
10 | 17 | 23 | 0 | 0 | 0 | 1 | 0 | 0 | 0 | 0 | 0 | 0 | 0
10 | 18 | 0 | 0 | 0 | 0 | 1 | 0 | 0 | 0 | 0 | 0 | 0 | 0
10 | 18 | 1 | 0 | 0 | 0 | 1 | 0 | 0 | 0 | 0 | 0 | 0 | 0
10 | 18 | 2 | 0 | 0 | 0 | 0 | 0 | 0 | 0 | 0 | 0 | 0 | 0
10 | 18 | 3 | 0 | 0 | 0 | 0 | 0 | 0 | 0 | 0 | 0 | 0 | 0
10 | 18 | 4 | 0 | 0 | 0 | 0 | 0 | 0 | 0 | 0 | 0 | 0 | 0
10 | 18 | 5 | 0 | 0 | 0 | 0 | 0 | 0 | 0 | 0 | 0 | 0 | 0
10 | 18 | 6 | 328 | 18 | 1 | 0 | 79.586 | 0.328 | 404289.656 | 360200.969 | 352996.9496 | 373.2892 | 365.8234
10 | 18 | 7 | 738 | 46 | 4 | 0 | 329.596 | 15.733 | 1917140.625 | 1836690.25 | 1799956.445 | 1903.428 | 1865.3595
10 | 18 | 8 | 882 | 61 | 7 | 0 | 577.46 | 29.614 | 3404386.75 | 3276561.25 | 3211030.025 | 3395.6181 | 3327.7057
10 | 18 | 9 | 950 | 69 | 10 | 1 | 777.984 | 34.715 | 4576085.5 | 4402816 | 4314759.68 | 4562.7963 | 4471.5404
10 | 18 | 10 | 984 | 74 | 13 | 1 | 913.905 | 42.186 | 5252701.5 | 5049930.5 | 4948931.89 | 5233.4243 | 5128.7558
10 | 18 | 11 | 996 | 76 | 14 | 2 | 972.284 | 40.556 | 5627828.5 | 5407673.5 | 5299520.03 | 5604.1662 | 5492.0829
10 | 18 | 12 | 991 | 75 | 15 | 2 | 949.123 | 41.098 | 5480874.5 | 5267616.5 | 5162264.17 | 5459.0201 | 5349.8397
10 | 18 | 13 | 968 | 71 | 16 | 2 | 846.666 | 39.438 | 4907725 | 4720293.5 | 4625887.63 | 4891.8096 | 4793.9734
10 | 18 | 14 | 917 | 64 | 15 | 2 | 672.187 | 33.782 | 3942187.25 | 3794392 | 3718504.16 | 3932.2647 | 3853.6194
10 | 18 | 15 | 815 | 53 | 14 | 2 | 444.306 | 26.367 | 2587654 | 2487272.25 | 2437526.805 | 2577.6495 | 2526.0965
10 | 18 | 16 | 572 | 34 | 10 | 1 | 182.074 | 15.941 | 962740 | 906617.938 | 888485.5792 | 939.5607 | 920.7695
10 | 18 | 17 | 0 | 0 | 7 | 1 | 0 | 7 | 0 | 0 | 0 | 0 | 0
10 | 18 | 18 | 0 | 0 | 5 | 1 | 0 | 5 | 0 | 0 | 0 | 0 | 0
10 | 18 | 19 | 0 | 0 | 5 | 1 | 0 | 5 | 0 | 0 | 0 | 0 | 0
10 | 18 | 20 | 0 | 0 | 4 | 1 | 0 | 4 | 0 | 0 | 0 | 0 | 0
10 | 18 | 21 | 0 | 0 | 3 | 1 | 0 | 3 | 0 | 0 | 0 | 0 | 0
10 | 18 | 22 | 0 | 0 | 3 | 1 | 0 | 3 | 0 | 0 | 0 | 0 | 0
10 | 18 | 23 | 0 | 0 | 2 | 1 | 0 | 2 | 0 | 0 | 0 | 0 | 0
10 | 19 | 0 | 0 | 0 | 2 | 1 | 0 | 2 | 0 | 0 | 0 | 0 | 0
10 | 19 | 1 | 0 | 0 | 2 | 1 | 0 | 2 | 0 | 0 | 0 | 0 | 0
10 | 19 | 2 | 0 | 0 | 2 | 1 | 0 | 2 | 0 | 0 | 0 | 0 | 0
10 | 19 | 3 | 0 | 0 | 1 | 1 | 0 | 1 | 0 | 0 | 0 | 0 | 0
10 | 19 | 4 | 0 | 0 | 1 | 1 | 0 | 1 | 0 | 0 | 0 | 0 | 0
10 | 19 | 5 | 0 | 0 | 1 | 1 | 0 | 1 | 0 | 0 | 0 | 0 | 0
10 | 19 | 6 | 266 | 18 | 3 | 1 | 69.793 | 2.616 | 360173.125 | 316965.781 | 310626.4654 | 328.483 | 321.9134
10 | 19 | 7 | 677 | 50 | 7 | 2 | 310.428 | 13.797 | 1820655.875 | 1742880.75 | 1708023.135 | 1806.2099 | 1770.0857
10 | 19 | 8 | 826 | 67 | 11 | 2 | 553.853 | 25.126 | 3318291 | 3193522.25 | 3129651.805 | 3309.5618 | 3243.3705
10 | 19 | 9 | 897 | 77 | 14 | 0 | 746.507 | 43.041 | 4258420 | 4098178 | 4016214.44 | 4247.089 | 4162.1472
10 | 19 | 10 | 932 | 83 | 16 | 0 | 878.422 | 49.956 | 4902512 | 4715308 | 4621001.84 | 4886.643 | 4788.9101
10 | 19 | 11 | 944 | 86 | 18 | 1 | 935.311 | 47.799 | 5268505 | 5065016.5 | 4963716.17 | 5249.0584 | 5144.0773
10 | 19 | 12 | 934 | 86 | 19 | 2 | 909.774 | 43.806 | 5200704.5 | 5000285.5 | 4900279.79 | 5181.9754 | 5078.3359
10 | 19 | 13 | 900 | 85 | 19 | 2 | 806.733 | 41.189 | 4645999 | 4469792 | 4380396.16 | 4632.2059 | 4539.5618
10 | 19 | 14 | 837 | 78 | 18 | 3 | 637.683 | 33.532 | 3744112 | 3603847 | 3531770.06 | 3734.796 | 3660.1001
10 | 19 | 15 | 719 | 65 | 17 | 3 | 411.044 | 26.857 | 2393575 | 2299203.5 | 2253219.43 | 2382.7471 | 2335.0922
10 | 19 | 16 | 456 | 39 | 14 | 2 | 159.258 | 17.855 | 850232.5 | 796665.5 | 780732.19 | 825.6131 | 809.1008
10 | 19 | 17 | 0 | 0 | 11 | 1 | 0 | 11 | 0 | 0 | 0 | 0 | 0
10 | 19 | 18 | 0 | 0 | 9 | 1 | 0 | 9 | 0 | 0 | 0 | 0 | 0
10 | 19 | 19 | 0 | 0 | 8 | 1 | 0 | 8 | 0 | 0 | 0 | 0 | 0
10 | 19 | 20 | 0 | 0 | 7 | 1 | 0 | 7 | 0 | 0 | 0 | 0 | 0
10 | 19 | 21 | 0 | 0 | 6 | 1 | 0 | 6 | 0 | 0 | 0 | 0 | 0
10 | 19 | 22 | 0 | 0 | 6 | 2 | 0 | 6 | 0 | 0 | 0 | 0 | 0
10 | 19 | 23 | 0 | 0 | 5 | 3 | 0 | 5 | 0 | 0 | 0 | 0 | 0
10 | 20 | 0 | 0 | 0 | 5 | 3 | 0 | 5 | 0 | 0 | 0 | 0 | 0
10 | 20 | 1 | 0 | 0 | 4 | 4 | 0 | 4 | 0 | 0 | 0 | 0 | 0
10 | 20 | 2 | 0 | 0 | 4 | 4 | 0 | 4 | 0 | 0 | 0 | 0 | 0
10 | 20 | 3 | 0 | 0 | 4 | 4 | 0 | 4 | 0 | 0 | 0 | 0 | 0
10 | 20 | 4 | 0 | 0 | 5 | 4 | 0 | 5 | 0 | 0 | 0 | 0 | 0
10 | 20 | 5 | 0 | 0 | 5 | 4 | 0 | 5 | 0 | 0 | 0 | 0 | 0
10 | 20 | 6 | 0 | 12 | 5 | 4 | 11.361 | 3.568 | 74852.422 | 37100.012 | 36358.0118 | 38.4481 | 37.6791
10 | 20 | 7 | 334 | 79 | 6 | 5 | 215.254 | 8.81 | 1314981.5 | 1250433.375 | 1225424.7075 | 1295.869 | 1269.9516
10 | 20 | 8 | 0 | 62 | 7 | 6 | 58.871 | 7.04 | 383484.156 | 339812.375 | 333016.1275 | 352.1598 | 345.1166
10 | 20 | 9 | 5 | 162 | 8 | 5 | 161.867 | 9.853 | 1044445.25 | 986426.375 | 966697.8475 | 1022.2691 | 1001.8237
10 | 20 | 10 | 0 | 31 | 9 | 5 | 29.437 | 8.421 | 190878 | 150958.531 | 147939.3604 | 156.4437 | 153.3149
10 | 20 | 11 | 4 | 154 | 10 | 4 | 152.516 | 11.845 | 977727.063 | 921259.688 | 902834.4942 | 954.7345 | 935.6398
10 | 20 | 12 | 228 | 312 | 11 | 4 | 536.758 | 21.631 | 3326201.25 | 3201153.25 | 3137130.185 | 3317.47 | 3251.1206
10 | 20 | 13 | 61 | 256 | 11 | 4 | 315.291 | 17.575 | 1981165.625 | 1898913.375 | 1860935.1075 | 1967.9121 | 1928.5539
10 | 20 | 14 | 0 | 137 | 11 | 4 | 133.427 | 13.056 | 851912.188 | 798307.563 | 782341.4117 | 827.3148 | 810.7685
10 | 20 | 15 | 97 | 128 | 10 | 3 | 182.05 | 13.041 | 1146764.75 | 1086321.25 | 1064594.825 | 1125.7937 | 1103.2778
10 | 20 | 16 | 3 | 44 | 8 | 2 | 44.149 | 7.775 | 285858.906 | 244113.188 | 239230.9242 | 252.9833 | 247.9236
10 | 20 | 17 | 0 | 0 | 6 | 1 | 0 | 6 | 0 | 0 | 0 | 0 | 0
10 | 20 | 18 | 0 | 0 | 4 | 2 | 0 | 4 | 0 | 0 | 0 | 0 | 0
10 | 20 | 19 | 0 | 0 | 3 | 1 | 0 | 3 | 0 | 0 | 0 | 0 | 0
10 | 20 | 20 | 0 | 0 | 3 | 1 | 0 | 3 | 0 | 0 | 0 | 0 | 0
10 | 20 | 21 | 0 | 0 | 2 | 1 | 0 | 2 | 0 | 0 | 0 | 0 | 0
10 | 20 | 22 | 0 | 0 | 2 | 0 | 0 | 2 | 0 | 0 | 0 | 0 | 0
10 | 20 | 23 | 0 | 0 | 2 | 0 | 0 | 2 | 0 | 0 | 0 | 0 | 0
10 | 21 | 0 | 0 | 0 | 2 | 0 | 0 | 2 | 0 | 0 | 0 | 0 | 0
10 | 21 | 1 | 0 | 0 | 2 | 0 | 0 | 2 | 0 | 0 | 0 | 0 | 0
10 | 21 | 2 | 0 | 0 | 2 | 0 | 0 | 2 | 0 | 0 | 0 | 0 | 0
10 | 21 | 3 | 0 | 0 | 2 | 0 | 0 | 2 | 0 | 0 | 0 | 0 | 0
10 | 21 | 4 | 0 | 0 | 1 | 0 | 0 | 1 | 0 | 0 | 0 | 0 | 0
10 | 21 | 5 | 0 | 0 | 1 | 0 | 0 | 1 | 0 | 0 | 0 | 0 | 0
10 | 21 | 6 | 0 | 4 | 2 | 0 | 3.78 | -2.343 | 25385.357 | 0 | 0 | 0 | 0
10 | 21 | 7 | 0 | 34 | 4 | 1 | 32.233 | 2.335 | 213216.781 | 172872.031 | 169414.5904 | 179.1535 | 175.5704
10 | 21 | 8 | 0 | 112 | 6 | 2 | 108.647 | 7.019 | 707766 | 657339.75 | 644192.955 | 681.2248 | 667.6003
10 | 21 | 9 | 27 | 205 | 9 | 2 | 223.055 | 13.522 | 1420985 | 1353774.625 | 1326699.1325 | 1402.9652 | 1374.9059
10 | 21 | 10 | 17 | 220 | 11 | 3 | 231.57 | 15.499 | 1466175.625 | 1397812.375 | 1369856.1275 | 1448.6031 | 1419.6311
10 | 21 | 11 | 59 | 296 | 12 | 3 | 362.857 | 19.698 | 2264622.75 | 2174135.75 | 2130653.035 | 2253.1349 | 2208.0722
10 | 21 | 12 | 155 | 313 | 13 | 3 | 475.144 | 23.713 | 2923578 | 2812329.5 | 2756082.91 | 2914.518 | 2856.2277
10 | 21 | 13 | 243 | 267 | 14 | 3 | 478.98 | 25.079 | 2929235.75 | 2817799.25 | 2761443.265 | 2920.1865 | 2861.7828
10 | 21 | 14 | 855 | 68 | 14 | 4 | 628.909 | 27.263 | 3772441.5 | 3631112 | 3558489.76 | 3763.0517 | 3687.7907
10 | 21 | 15 | 744 | 56 | 13 | 3 | 408.339 | 22.81 | 2404053.75 | 2309362.75 | 2263175.495 | 2393.2755 | 2345.41
10 | 21 | 16 | 205 | 43 | 11 | 2 | 101.696 | 13.246 | 579528.125 | 531838.438 | 521201.6692 | 551.1633 | 540.14
10 | 21 | 17 | 0 | 0 | 8 | 1 | 0 | 8 | 0 | 0 | 0 | 0 | 0
10 | 21 | 18 | 0 | 0 | 6 | 2 | 0 | 6 | 0 | 0 | 0 | 0 | 0
10 | 21 | 19 | 0 | 0 | 5 | 1 | 0 | 5 | 0 | 0 | 0 | 0 | 0
10 | 21 | 20 | 0 | 0 | 4 | 1 | 0 | 4 | 0 | 0 | 0 | 0 | 0
10 | 21 | 21 | 0 | 0 | 4 | 1 | 0 | 4 | 0 | 0 | 0 | 0 | 0
10 | 21 | 22 | 0 | 0 | 3 | 1 | 0 | 3 | 0 | 0 | 0 | 0 | 0
10 | 21 | 23 | 0 | 0 | 3 | 1 | 0 | 3 | 0 | 0 | 0 | 0 | 0
10 | 22 | 0 | 0 | 0 | 3 | 1 | 0 | 3 | 0 | 0 | 0 | 0 | 0
10 | 22 | 1 | 0 | 0 | 2 | 1 | 0 | 2 | 0 | 0 | 0 | 0 | 0
10 | 22 | 2 | 0 | 0 | 2 | 1 | 0 | 2 | 0 | 0 | 0 | 0 | 0
10 | 22 | 3 | 0 | 0 | 2 | 1 | 0 | 2 | 0 | 0 | 0 | 0 | 0
10 | 22 | 4 | 0 | 0 | 2 | 0 | 0 | 2 | 0 | 0 | 0 | 0 | 0
10 | 22 | 5 | 0 | 0 | 2 | 0 | 0 | 2 | 0 | 0 | 0 | 0 | 0
10 | 22 | 6 | 235 | 15 | 3 | 0 | 61.232 | 1.456 | 316617.406 | 274270.219 | 268784.8146 | 284.2361 | 278.5514
10 | 22 | 7 | 663 | 45 | 7 | 1 | 296.562 | 14.634 | 1727643 | 1652400.875 | 1619352.8575 | 1712.4424 | 1678.1935
10 | 22 | 8 | 820 | 59 | 11 | 1 | 533.202 | 27.171 | 3166875.25 | 3047389 | 2986441.22 | 3158.1186 | 3094.9563
10 | 22 | 9 | 897 | 66 | 15 | 2 | 727.334 | 34.216 | 4283451 | 4122201.75 | 4039757.715 | 4271.9857 | 4186.546
10 | 22 | 10 | 934 | 70 | 18 | 2 | 857.502 | 40.956 | 4949597 | 4760337 | 4665130.26 | 4933.3081 | 4834.642
10 | 22 | 11 | 948 | 71 | 20 | 2 | 913.167 | 44.614 | 5205073.5 | 5004457 | 4904367.86 | 5186.2985 | 5082.5725
10 | 22 | 12 | 941 | 70 | 21 | 2 | 888.654 | 45.125 | 5053636.5 | 4859793 | 4762597.14 | 5036.378 | 4935.6504
10 | 22 | 13 | 914 | 67 | 21 | 2 | 788.366 | 42.587 | 4514397 | 4343698.5 | 4256824.53 | 4501.5307 | 4411.5001
10 | 22 | 14 | 771 | 81 | 20 | 2 | 591.6 | 36.392 | 3435429 | 3306491.75 | 3240361.915 | 3426.6361 | 3358.1034
10 | 22 | 15 | 620 | 68 | 18 | 2 | 365.147 | 27.965 | 2117056.5 | 2030908.625 | 1990290.4525 | 2104.7035 | 2062.6095
10 | 22 | 16 | 389 | 34 | 15 | 1 | 135.073 | 18.989 | 715447 | 664854.125 | 651557.0425 | 689.0122 | 675.232
10 | 22 | 17 | 0 | 0 | 13 | 1 | 0 | 13 | 0 | 0 | 0 | 0 | 0
10 | 22 | 18 | 0 | 0 | 12 | 1 | 0 | 12 | 0 | 0 | 0 | 0 | 0
10 | 22 | 19 | 0 | 0 | 11 | 2 | 0 | 11 | 0 | 0 | 0 | 0 | 0
10 | 22 | 20 | 0 | 0 | 10 | 2 | 0 | 10 | 0 | 0 | 0 | 0 | 0
10 | 22 | 21 | 0 | 0 | 9 | 1 | 0 | 9 | 0 | 0 | 0 | 0 | 0
10 | 22 | 22 | 0 | 0 | 9 | 1 | 0 | 9 | 0 | 0 | 0 | 0 | 0
10 | 22 | 23 | 0 | 0 | 9 | 1 | 0 | 9 | 0 | 0 | 0 | 0 | 0
10 | 23 | 0 | 0 | 0 | 8 | 1 | 0 | 8 | 0 | 0 | 0 | 0 | 0
10 | 23 | 1 | 0 | 0 | 8 | 2 | 0 | 8 | 0 | 0 | 0 | 0 | 0
10 | 23 | 2 | 0 | 0 | 8 | 2 | 0 | 8 | 0 | 0 | 0 | 0 | 0
10 | 23 | 3 | 0 | 0 | 7 | 2 | 0 | 7 | 0 | 0 | 0 | 0 | 0
10 | 23 | 4 | 0 | 0 | 7 | 2 | 0 | 7 | 0 | 0 | 0 | 0 | 0
10 | 23 | 5 | 0 | 0 | 7 | 1 | 0 | 7 | 0 | 0 | 0 | 0 | 0
10 | 23 | 6 | 245 | 13 | 8 | 1 | 60.326 | 7.375 | 300939.531 | 258899.531 | 253721.5404 | 268.3069 | 262.9407
10 | 23 | 7 | 678 | 43 | 11 | 2 | 298.574 | 17.429 | 1719423.875 | 1644403.375 | 1611515.3075 | 1704.1543 | 1670.0712
10 | 23 | 8 | 829 | 57 | 14 | 2 | 534.161 | 27.507 | 3167197.75 | 3047700.25 | 2986746.245 | 3158.4412 | 3095.2724
10 | 23 | 9 | 899 | 66 | 17 | 1 | 726.587 | 39.662 | 4194110.75 | 4036442.25 | 3955713.405 | 4183.11 | 4099.4478
10 | 23 | 10 | 931 | 72 | 19 | 0 | 854.868 | 51.888 | 4734081 | 4554136.5 | 4463053.77 | 4719.6152 | 4625.2229
10 | 23 | 11 | 939 | 76 | 20 | 0 | 908.498 | 55.033 | 4975455 | 4785061 | 4689359.78 | 4958.9305 | 4859.7519
10 | 23 | 12 | 927 | 78 | 20 | 0 | 883.334 | 54.579 | 4844327 | 4659647.5 | 4566454.55 | 4828.96 | 4732.3808
10 | 23 | 13 | 895 | 76 | 20 | 1 | 781.543 | 45.461 | 4427066.5 | 4259974 | 4174774.52 | 4414.764 | 4326.4687
10 | 23 | 14 | 826 | 71 | 19 | 1 | 612.695 | 39.346 | 3517086.75 | 3385201.25 | 3317497.225 | 3508.2056 | 3438.0415
10 | 23 | 15 | 403 | 98 | 18 | 0 | 296.584 | 32.61 | 1706070.375 | 1631409.25 | 1598781.065 | 1690.688 | 1656.8742
10 | 23 | 16 | 171 | 41 | 16 | 0 | 91.102 | 20.424 | 510217.875 | 463971.625 | 454692.1925 | 480.8305 | 471.2138
10 | 23 | 17 | 0 | 0 | 14 | 0 | 0 | 14 | 0 | 0 | 0 | 0 | 0
10 | 23 | 18 | 0 | 0 | 13 | 0 | 0 | 13 | 0 | 0 | 0 | 0 | 0
10 | 23 | 19 | 0 | 0 | 12 | 0 | 0 | 12 | 0 | 0 | 0 | 0 | 0
10 | 23 | 20 | 0 | 0 | 11 | 1 | 0 | 11 | 0 | 0 | 0 | 0 | 0
10 | 23 | 21 | 0 | 0 | 10 | 2 | 0 | 10 | 0 | 0 | 0 | 0 | 0
10 | 23 | 22 | 0 | 0 | 9 | 3 | 0 | 9 | 0 | 0 | 0 | 0 | 0
10 | 23 | 23 | 0 | 0 | 8 | 4 | 0 | 8 | 0 | 0 | 0 | 0 | 0
10 | 24 | 0 | 0 | 0 | 7 | 3 | 0 | 7 | 0 | 0 | 0 | 0 | 0
10 | 24 | 1 | 0 | 0 | 6 | 2 | 0 | 6 | 0 | 0 | 0 | 0 | 0
10 | 24 | 2 | 0 | 0 | 5 | 2 | 0 | 5 | 0 | 0 | 0 | 0 | 0
10 | 24 | 3 | 0 | 0 | 5 | 1 | 0 | 5 | 0 | 0 | 0 | 0 | 0
10 | 24 | 4 | 0 | 0 | 4 | 1 | 0 | 4 | 0 | 0 | 0 | 0 | 0
10 | 24 | 5 | 0 | 0 | 4 | 1 | 0 | 4 | 0 | 0 | 0 | 0 | 0
10 | 24 | 6 | 0 | 19 | 5 | 1 | 18.066 | 2.859 | 119301.031 | 80726.734 | 79112.1993 | 83.66 | 81.9868
10 | 24 | 7 | 597 | 56 | 8 | 1 | 284.069 | 14.99 | 1659887.875 | 1586462.5 | 1554733.25 | 1644.108 | 1611.2259
10 | 24 | 8 | 783 | 74 | 11 | 1 | 529.192 | 26.991 | 3146164.75 | 3027391.75 | 2966843.915 | 3137.3948 | 3074.6469
10 | 24 | 9 | 874 | 82 | 14 | 1 | 729.705 | 36.887 | 4255649.5 | 4095519.25 | 4013608.865 | 4244.3336 | 4159.447
10 | 24 | 10 | 922 | 86 | 15 | 2 | 861.309 | 38.197 | 5021895.5 | 4829456.5 | 4732867.37 | 5004.9392 | 4904.8404
10 | 24 | 11 | 944 | 86 | 17 | 2 | 921.795 | 41.989 | 5305593.5 | 5100416 | 4998407.68 | 5285.7442 | 5180.0293
10 | 24 | 12 | 945 | 82 | 18 | 2 | 900.476 | 42.589 | 5169162.5 | 4970163 | 4870759.74 | 5150.7584 | 5047.7432
10 | 24 | 13 | 925 | 76 | 18 | 2 | 801.838 | 40.084 | 4633383.5 | 4457708.5 | 4368554.33 | 4619.6834 | 4527.2897
10 | 24 | 14 | 872 | 67 | 18 | 2 | 630.872 | 35.489 | 3670621.5 | 3533098.5 | 3462436.53 | 3661.4768 | 3588.2473
10 | 24 | 15 | 760 | 54 | 17 | 2 | 406.946 | 28.201 | 2343543.25 | 2250689 | 2205675.22 | 2332.4698 | 2285.8204
10 | 24 | 16 | 481 | 30 | 13 | 2 | 148.118 | 16.532 | 771230.625 | 719418.313 | 705029.9467 | 745.559 | 730.6478
10 | 24 | 17 | 0 | 0 | 10 | 2 | 0 | 10 | 0 | 0 | 0 | 0 | 0
10 | 24 | 18 | 0 | 0 | 9 | 2 | 0 | 9 | 0 | 0 | 0 | 0 | 0
10 | 24 | 19 | 0 | 0 | 8 | 2 | 0 | 8 | 0 | 0 | 0 | 0 | 0
10 | 24 | 20 | 0 | 0 | 7 | 1 | 0 | 7 | 0 | 0 | 0 | 0 | 0
10 | 24 | 21 | 0 | 0 | 7 | 0 | 0 | 7 | 0 | 0 | 0 | 0 | 0
10 | 24 | 22 | 0 | 0 | 6 | 0 | 0 | 6 | 0 | 0 | 0 | 0 | 0
10 | 24 | 23 | 0 | 0 | 6 | 0 | 0 | 6 | 0 | 0 | 0 | 0 | 0
10 | 25 | 0 | 0 | 0 | 6 | 0 | 0 | 6 | 0 | 0 | 0 | 0 | 0
10 | 25 | 1 | 0 | 0 | 6 | 0 | 0 | 6 | 0 | 0 | 0 | 0 | 0
10 | 25 | 2 | 0 | 0 | 6 | 0 | 0 | 6 | 0 | 0 | 0 | 0 | 0
10 | 25 | 3 | 0 | 0 | 5 | 0 | 0 | 5 | 0 | 0 | 0 | 0 | 0
10 | 25 | 4 | 0 | 0 | 5 | 0 | 0 | 5 | 0 | 0 | 0 | 0 | 0
10 | 25 | 5 | 0 | 0 | 5 | 1 | 0 | 5 | 0 | 0 | 0 | 0 | 0
10 | 25 | 6 | 0 | 6 | 6 | 1 | 5.673 | 3.448 | 37392.973 | 325.224 | 318.7195 | 0.33704 | 0.3303
10 | 25 | 7 | 30 | 80 | 8 | 1 | 93.374 | 8.534 | 597891.25 | 549815 | 538818.7 | 569.793 | 558.3972
10 | 25 | 8 | 22 | 143 | 10 | 1 | 154.05 | 13.113 | 981181.625 | 924634.5 | 906141.81 | 958.2319 | 939.0673
10 | 25 | 9 | 170 | 238 | 12 | 1 | 380.766 | 22.757 | 2345567 | 2252651.5 | 2207598.47 | 2334.5036 | 2287.8136
10 | 25 | 10 | 402 | 252 | 15 | 0 | 613.849 | 38.709 | 3575757.75 | 3441732.5 | 3372897.85 | 3566.791 | 3495.4551
10 | 25 | 11 | 378 | 280 | 17 | 0 | 643.59 | 42.996 | 3692657.25 | 3554315 | 3483228.7 | 3683.4642 | 3609.795
10 | 25 | 12 | 919 | 83 | 18 | 1 | 876.889 | 45.279 | 4982917 | 4792195.5 | 4696351.59 | 4966.3243 | 4866.9978
10 | 25 | 13 | 617 | 161 | 19 | 2 | 667.518 | 37.611 | 3895661.75 | 3749653.5 | 3674660.43 | 3885.9005 | 3808.1825
10 | 25 | 14 | 835 | 69 | 19 | 2 | 611.222 | 35.548 | 3555195.75 | 3421922.25 | 3353483.805 | 3546.2609 | 3475.3357
10 | 25 | 15 | 715 | 56 | 17 | 1 | 387.232 | 30.047 | 2215358.25 | 2126332.75 | 2083806.095 | 2203.595 | 2159.5231
10 | 25 | 16 | 217 | 37 | 14 | 1 | 96.485 | 16.846 | 534210.688 | 487467.594 | 477718.2421 | 505.1802 | 495.0766
10 | 25 | 17 | 0 | 0 | 12 | 1 | 0 | 12 | 0 | 0 | 0 | 0 | 0
10 | 25 | 18 | 0 | 0 | 11 | 1 | 0 | 11 | 0 | 0 | 0 | 0 | 0
10 | 25 | 19 | 0 | 0 | 10 | 1 | 0 | 10 | 0 | 0 | 0 | 0 | 0
10 | 25 | 20 | 0 | 0 | 10 | 0 | 0 | 10 | 0 | 0 | 0 | 0 | 0
10 | 25 | 21 | 0 | 0 | 9 | 0 | 0 | 9 | 0 | 0 | 0 | 0 | 0
10 | 25 | 22 | 0 | 0 | 9 | 0 | 0 | 9 | 0 | 0 | 0 | 0 | 0
10 | 25 | 23 | 0 | 0 | 8 | 0 | 0 | 8 | 0 | 0 | 0 | 0 | 0
10 | 26 | 0 | 0 | 0 | 8 | 0 | 0 | 8 | 0 | 0 | 0 | 0 | 0
10 | 26 | 1 | 0 | 0 | 7 | 0 | 0 | 7 | 0 | 0 | 0 | 0 | 0
10 | 26 | 2 | 0 | 0 | 7 | 0 | 0 | 7 | 0 | 0 | 0 | 0 | 0
10 | 26 | 3 | 0 | 0 | 7 | 0 | 0 | 7 | 0 | 0 | 0 | 0 | 0
10 | 26 | 4 | 0 | 0 | 7 | 0 | 0 | 7 | 0 | 0 | 0 | 0 | 0
10 | 26 | 5 | 0 | 0 | 7 | 0 | 0 | 7 | 0 | 0 | 0 | 0 | 0
10 | 26 | 6 | 0 | 14 | 7 | 0 | 13.265 | 3.297 | 87471.18 | 49486.48 | 48496.7504 | 51.2846 | 50.2589
10 | 26 | 7 | 392 | 65 | 9 | 0 | 217.533 | 15.399 | 1283511 | 1219742 | 1195347.16 | 1264.0624 | 1238.7812
10 | 26 | 8 | 423 | 132 | 12 | 1 | 389.675 | 23.35 | 2360226.75 | 2266868 | 2221530.64 | 2349.2367 | 2302.252
10 | 26 | 9 | 327 | 217 | 14 | 1 | 477.143 | 28.817 | 2873015.5 | 2763440.25 | 2708171.445 | 2863.8523 | 2806.5753
10 | 26 | 10 | 567 | 196 | 17 | 1 | 695.446 | 38.531 | 4051873 | 3899819.75 | 3821823.355 | 4041.5232 | 3960.6928
10 | 26 | 11 | 564 | 216 | 18 | 2 | 741.888 | 37.972 | 4335218 | 4171875 | 4088437.5 | 4323.4638 | 4236.9946
10 | 26 | 12 | 619 | 191 | 18 | 2 | 752.566 | 38.38 | 4389233 | 4223690.5 | 4139216.69 | 4377.1621 | 4289.6189
10 | 26 | 13 | 215 | 257 | 19 | 2 | 444.498 | 31.534 | 2656482.5 | 2553922 | 2502843.56 | 2646.7211 | 2593.7866
10 | 26 | 14 | 0 | 21 | 18 | 1 | 19.906 | 18.684 | 124694.141 | 86019.414 | 84299.0257 | 89.145 | 87.3621
10 | 26 | 15 | 0 | 22 | 17 | 0 | 20.838 | 14.349 | 132473.047 | 93653.203 | 91780.1389 | 97.0562 | 95.1151
10 | 26 | 16 | 0 | 1 | 15 | 0 | 0.945 | 11.31 | 6066.499 | 0 | 0 | 0 | 0
10 | 26 | 17 | 0 | 0 | 14 | 0 | 0 | 14 | 0 | 0 | 0 | 0 | 0
10 | 26 | 18 | 0 | 0 | 13 | 0 | 0 | 13 | 0 | 0 | 0 | 0 | 0
10 | 26 | 19 | 0 | 0 | 12 | 0 | 0 | 12 | 0 | 0 | 0 | 0 | 0
10 | 26 | 20 | 0 | 0 | 11 | 0 | 0 | 11 | 0 | 0 | 0 | 0 | 0
10 | 26 | 21 | 0 | 0 | 11 | 0 | 0 | 11 | 0 | 0 | 0 | 0 | 0
10 | 26 | 22 | 0 | 0 | 10 | 0 | 0 | 10 | 0 | 0 | 0 | 0 | 0
10 | 26 | 23 | 0 | 0 | 10 | 0 | 0 | 10 | 0 | 0 | 0 | 0 | 0
10 | 27 | 0 | 0 | 0 | 10 | 0 | 0 | 10 | 0 | 0 | 0 | 0 | 0
10 | 27 | 1 | 0 | 0 | 10 | 0 | 0 | 10 | 0 | 0 | 0 | 0 | 0
10 | 27 | 2 | 0 | 0 | 9 | 0 | 0 | 9 | 0 | 0 | 0 | 0 | 0
10 | 27 | 3 | 0 | 0 | 9 | 0 | 0 | 9 | 0 | 0 | 0 | 0 | 0
10 | 27 | 4 | 0 | 0 | 8 | 0 | 0 | 8 | 0 | 0 | 0 | 0 | 0
10 | 27 | 5 | 0 | 0 | 8 | 1 | 0 | 8 | 0 | 0 | 0 | 0 | 0
10 | 27 | 6 | 0 | 0 | 9 | 1 | 0 | 9 | 0 | 0 | 0 | 0 | 0
10 | 27 | 7 | 0 | 3 | 10 | 1 | 2.836 | 7.45 | 18451.572 | 0 | 0 | 0 | 0
10 | 27 | 8 | 0 | 6 | 12 | 2 | 5.681 | 10.096 | 36632.395 | 0 | 0 | 0 | 0
10 | 27 | 9 | 0 | 9 | 14 | 1 | 8.531 | 11.795 | 54702.742 | 17319.525 | 16973.1345 | 17.9488 | 17.5899
10 | 27 | 10 | 0 | 11 | 15 | 1 | 10.436 | 12.908 | 66665.086 | 29062.945 | 28481.6861 | 30.119 | 29.5166
10 | 27 | 11 | 0 | 12 | 15 | 2 | 11.389 | 13.357 | 72643.094 | 34931.27 | 34232.6446 | 36.2005 | 35.4765
10 | 27 | 12 | 866 | 92 | 14 | 3 | 837.513 | 32.299 | 4991330 | 4800238.5 | 4704233.73 | 4974.6595 | 4875.1663
10 | 27 | 13 | 834 | 87 | 14 | 3 | 742.67 | 32.129 | 4416593 | 4249930.5 | 4164931.89 | 4404.3556 | 4316.2685
10 | 27 | 14 | 758 | 81 | 13 | 3 | 572.412 | 26.968 | 3433075.25 | 3304222.25 | 3238137.805 | 3424.2841 | 3355.7985
10 | 27 | 15 | 624 | 64 | 12 | 3 | 354.263 | 20.384 | 2099097.5 | 2013470.125 | 1973200.7225 | 2086.6314 | 2044.8988
10 | 27 | 16 | 327 | 32 | 11 | 4 | 115.016 | 12.731 | 621196.938 | 572627.5 | 561174.95 | 593.4344 | 581.5657
10 | 27 | 17 | 0 | 0 | 10 | 5 | 0 | 10 | 0 | 0 | 0 | 0 | 0
10 | 27 | 18 | 0 | 0 | 9 | 6 | 0 | 9 | 0 | 0 | 0 | 0 | 0
10 | 27 | 19 | 0 | 0 | 8 | 5 | 0 | 8 | 0 | 0 | 0 | 0 | 0
10 | 27 | 20 | 0 | 0 | 7 | 4 | 0 | 7 | 0 | 0 | 0 | 0 | 0
10 | 27 | 21 | 0 | 0 | 6 | 3 | 0 | 6 | 0 | 0 | 0 | 0 | 0
10 | 27 | 22 | 0 | 0 | 6 | 3 | 0 | 6 | 0 | 0 | 0 | 0 | 0
10 | 27 | 23 | 0 | 0 | 5 | 4 | 0 | 5 | 0 | 0 | 0 | 0 | 0
10 | 28 | 0 | 0 | 0 | 5 | 5 | 0 | 5 | 0 | 0 | 0 | 0 | 0
10 | 28 | 1 | 0 | 0 | 6 | 6 | 0 | 6 | 0 | 0 | 0 | 0 | 0
10 | 28 | 2 | 0 | 0 | 6 | 6 | 0 | 6 | 0 | 0 | 0 | 0 | 0
10 | 28 | 3 | 0 | 0 | 6 | 5 | 0 | 6 | 0 | 0 | 0 | 0 | 0
10 | 28 | 4 | 0 | 0 | 7 | 5 | 0 | 7 | 0 | 0 | 0 | 0 | 0
10 | 28 | 5 | 0 | 0 | 6 | 4 | 0 | 6 | 0 | 0 | 0 | 0 | 0
10 | 28 | 6 | 0 | 0 | 6 | 4 | 0 | 6 | 0 | 0 | 0 | 0 | 0
10 | 28 | 7 | 665 | 43 | 7 | 5 | 287.672 | 11.224 | 1683174.625 | 1609127.625 | 1576945.0725 | 1667.5967 | 1634.2448
10 | 28 | 8 | 840 | 57 | 9 | 5 | 531.034 | 18.488 | 3242282.25 | 3120180.25 | 3057776.645 | 3233.5548 | 3168.8837
10 | 28 | 9 | 926 | 62 | 12 | 5 | 729.548 | 25.768 | 4422945 | 4256021.5 | 4170901.07 | 4410.6679 | 4322.4545
10 | 28 | 10 | 968 | 66 | 14 | 5 | 864.854 | 30.715 | 5178684.5 | 4979257 | 4879671.86 | 5160.1828 | 5056.9791
10 | 28 | 11 | 984 | 67 | 15 | 5 | 922.544 | 33.046 | 5484922.5 | 5271476 | 5166046.48 | 5463.0198 | 5353.7594
10 | 28 | 12 | 980 | 67 | 16 | 5 | 900.721 | 33.719 | 5339663.5 | 5132928 | 5030269.44 | 5319.4376 | 5213.0488
10 | 28 | 13 | 953 | 65 | 17 | 4 | 799.044 | 34.672 | 4706432.5 | 4527665.5 | 4437112.19 | 4692.1823 | 4598.3387
10 | 28 | 14 | 894 | 59 | 16 | 4 | 625.154 | 29.805 | 3706491.75 | 3567634 | 3496281.32 | 3697.2672 | 3623.3219
10 | 28 | 15 | 773 | 49 | 15 | 3 | 398.933 | 24.557 | 2316417.25 | 2224380.25 | 2179892.645 | 2305.2051 | 2259.101
10 | 28 | 16 | 468 | 27 | 12 | 2 | 138.951 | 15.247 | 718904.063 | 668236.063 | 654871.3417 | 692.517 | 678.6667
10 | 28 | 17 | 0 | 0 | 9 | 2 | 0 | 9 | 0 | 0 | 0 | 0 | 0
10 | 28 | 18 | 0 | 0 | 7 | 3 | 0 | 7 | 0 | 0 | 0 | 0 | 0
10 | 28 | 19 | 0 | 0 | 6 | 3 | 0 | 6 | 0 | 0 | 0 | 0 | 0
10 | 28 | 20 | 0 | 0 | 5 | 3 | 0 | 5 | 0 | 0 | 0 | 0 | 0
10 | 28 | 21 | 0 | 0 | 5 | 3 | 0 | 5 | 0 | 0 | 0 | 0 | 0
10 | 28 | 22 | 0 | 0 | 4 | 3 | 0 | 4 | 0 | 0 | 0 | 0 | 0
10 | 28 | 23 | 0 | 0 | 4 | 3 | 0 | 4 | 0 | 0 | 0 | 0 | 0
10 | 29 | 0 | 0 | 0 | 3 | 3 | 0 | 3 | 0 | 0 | 0 | 0 | 0
10 | 29 | 1 | 0 | 0 | 3 | 3 | 0 | 3 | 0 | 0 | 0 | 0 | 0
10 | 29 | 2 | 0 | 0 | 3 | 3 | 0 | 3 | 0 | 0 | 0 | 0 | 0
10 | 29 | 3 | 0 | 0 | 2 | 2 | 0 | 2 | 0 | 0 | 0 | 0 | 0
10 | 29 | 4 | 0 | 0 | 2 | 2 | 0 | 2 | 0 | 0 | 0 | 0 | 0
10 | 29 | 5 | 0 | 0 | 2 | 1 | 0 | 2 | 0 | 0 | 0 | 0 | 0
10 | 29 | 6 | 0 | 0 | 3 | 1 | 0 | 3 | 0 | 0 | 0 | 0 | 0
10 | 29 | 7 | 676 | 43 | 7 | 1 | 290.139 | 14.096 | 1678816.25 | 1604885.75 | 1572788.035 | 1663.2007 | 1629.9367
10 | 29 | 8 | 295 | 145 | 10 | 1 | 324.977 | 19.711 | 1997942.375 | 1915214.25 | 1876909.965 | 1984.8053 | 1945.1092
10 | 29 | 9 | 583 | 146 | 13 | 2 | 584.561 | 27.933 | 3522751.25 | 3390660 | 3322846.8 | 3513.8627 | 3443.5854
10 | 29 | 10 | 821 | 108 | 14 | 3 | 798.253 | 32.792 | 4745216.5 | 4564796.5 | 4473500.57 | 4730.6625 | 4636.0493
10 | 29 | 11 | 969 | 74 | 15 | 3 | 915.238 | 36.941 | 5364874 | 5156981.5 | 5053841.87 | 5344.3651 | 5237.4778
10 | 29 | 12 | 964 | 72 | 16 | 4 | 890.47 | 35.648 | 5241797.5 | 5039521 | 4938730.58 | 5222.6365 | 5118.1838
10 | 29 | 13 | 937 | 68 | 16 | 4 | 787.842 | 33.441 | 4660618 | 4483793.5 | 4394117.63 | 4646.7162 | 4553.7819
10 | 29 | 14 | 879 | 61 | 16 | 4 | 615.877 | 29.584 | 3653481.5 | 3516593.75 | 3446261.875 | 3644.3724 | 3571.4849
10 | 29 | 15 | 760 | 49 | 14 | 4 | 391.405 | 22.41 | 2288035.25 | 2196849.5 | 2152912.51 | 2276.674 | 2231.1405
10 | 29 | 16 | 455 | 26 | 11 | 3 | 135.225 | 13.6 | 703669.938 | 653332.438 | 640265.7892 | 677.0719 | 663.5304
10 | 29 | 17 | 0 | 0 | 9 | 3 | 0 | 9 | 0 | 0 | 0 | 0 | 0
10 | 29 | 18 | 0 | 0 | 7 | 3 | 0 | 7 | 0 | 0 | 0 | 0 | 0
10 | 29 | 19 | 0 | 0 | 6 | 2 | 0 | 6 | 0 | 0 | 0 | 0 | 0
10 | 29 | 20 | 0 | 0 | 5 | 2 | 0 | 5 | 0 | 0 | 0 | 0 | 0
10 | 29 | 21 | 0 | 0 | 4 | 2 | 0 | 4 | 0 | 0 | 0 | 0 | 0
10 | 29 | 22 | 0 | 0 | 3 | 1 | 0 | 3 | 0 | 0 | 0 | 0 | 0
10 | 29 | 23 | 0 | 0 | 3 | 1 | 0 | 3 | 0 | 0 | 0 | 0 | 0
10 | 30 | 0 | 0 | 0 | 3 | 1 | 0 | 3 | 0 | 0 | 0 | 0 | 0
10 | 30 | 1 | 0 | 0 | 3 | 1 | 0 | 3 | 0 | 0 | 0 | 0 | 0
10 | 30 | 2 | 0 | 0 | 2 | 1 | 0 | 2 | 0 | 0 | 0 | 0 | 0
10 | 30 | 3 | 0 | 0 | 2 | 1 | 0 | 2 | 0 | 0 | 0 | 0 | 0
10 | 30 | 4 | 0 | 0 | 2 | 1 | 0 | 2 | 0 | 0 | 0 | 0 | 0
10 | 30 | 5 | 0 | 0 | 2 | 1 | 0 | 2 | 0 | 0 | 0 | 0 | 0
10 | 30 | 6 | 0 | 0 | 2 | 1 | 0 | 2 | 0 | 0 | 0 | 0 | 0
10 | 30 | 7 | 195 | 73 | 4 | 2 | 151.56 | 6.1 | 940404.125 | 884794.563 | 867098.6717 | 916.9444 | 898.6055
10 | 30 | 8 | 287 | 144 | 5 | 2 | 319.064 | 12.343 | 2011142.125 | 1928038.75 | 1889477.975 | 1998.0958 | 1958.1339
10 | 30 | 9 | 455 | 182 | 7 | 2 | 533.72 | 20.717 | 3301225.5 | 3177058.25 | 3113517.085 | 3292.4995 | 3226.6495
10 | 30 | 10 | 546 | 194 | 8 | 2 | 670.5 | 26.006 | 4085269.75 | 3931907.5 | 3853269.35 | 4074.7769 | 3993.2814
10 | 30 | 11 | 362 | 271 | 8 | 2 | 615.636 | 25.022 | 3768753.25 | 3627562.75 | 3555011.495 | 3759.3735 | 3684.186
10 | 30 | 12 | 542 | 206 | 7 | 2 | 695.15 | 25.955 | 4238769 | 4079315.75 | 3997729.435 | 4227.5414 | 4142.9905
10 | 30 | 13 | 14 | 186 | 6 | 2 | 194.495 | 11.857 | 1246416.5 | 1183559.25 | 1159888.065 | 1226.5649 | 1202.0336
10 | 30 | 14 | 428 | 151 | 5 | 3 | 440.929 | 14.544 | 2769674.25 | 2663477.25 | 2610207.705 | 2760.2571 | 2705.052
10 | 30 | 15 | 112 | 107 | 4 | 3 | 165.059 | 7.461 | 1052930.5 | 994712.563 | 974818.3117 | 1030.8563 | 1010.2392
10 | 30 | 16 | 9 | 30 | 3 | 1 | 32.988 | 2.332 | 214966.188 | 174588.016 | 171096.2557 | 180.9318 | 177.3132
10 | 30 | 17 | 0 | 0 | 3 | 1 | 0 | 3 | 0 | 0 | 0 | 0 | 0
10 | 30 | 18 | 0 | 0 | 3 | 2 | 0 | 3 | 0 | 0 | 0 | 0 | 0
10 | 30 | 19 | 0 | 0 | 3 | 3 | 0 | 3 | 0 | 0 | 0 | 0 | 0
10 | 30 | 20 | 0 | 0 | 2 | 2 | 0 | 2 | 0 | 0 | 0 | 0 | 0
10 | 30 | 21 | 0 | 0 | 2 | 2 | 0 | 2 | 0 | 0 | 0 | 0 | 0
10 | 30 | 22 | 0 | 0 | 2 | 2 | 0 | 2 | 0 | 0 | 0 | 0 | 0
10 | 30 | 23 | 0 | 0 | 2 | 2 | 0 | 2 | 0 | 0 | 0 | 0 | 0
10 | 31 | 0 | 0 | 0 | 2 | 3 | 0 | 2 | 0 | 0 | 0 | 0 | 0
10 | 31 | 1 | 0 | 0 | 2 | 3 | 0 | 2 | 0 | 0 | 0 | 0 | 0
10 | 31 | 2 | 0 | 0 | 2 | 3 | 0 | 2 | 0 | 0 | 0 | 0 | 0
10 | 31 | 3 | 0 | 0 | 1 | 3 | 0 | 1 | 0 | 0 | 0 | 0 | 0
10 | 31 | 4 | 0 | 0 | 1 | 2 | 0 | 1 | 0 | 0 | 0 | 0 | 0
10 | 31 | 5 | 0 | 0 | 1 | 2 | 0 | 1 | 0 | 0 | 0 | 0 | 0
10 | 31 | 6 | 0 | 0 | 1 | 2 | 0 | 1 | 0 | 0 | 0 | 0 | 0
10 | 31 | 7 | 0 | 10 | 1 | 2 | 9.46 | -1.001 | 63255.566 | 25715.9 | 25201.582 | 26.6503 | 26.1173
10 | 31 | 8 | 0 | 18 | 1 | 3 | 17.051 | -0.502 | 113830.141 | 75357.555 | 73850.4039 | 78.0957 | 76.5338
10 | 31 | 9 | 0 | 123 | 2 | 3 | 119.066 | 3.107 | 785632.938 | 733503.188 | 718833.1242 | 760.1557 | 744.9526
10 | 31 | 10 | 11 | 190 | 3 | 3 | 196.232 | 6.332 | 1281009.5 | 1217302.25 | 1192956.205 | 1261.534 | 1236.3033
10 | 31 | 11 | 23 | 232 | 4 | 3 | 250.703 | 8.898 | 1622792.875 | 1550352 | 1519344.96 | 1606.6854 | 1574.5517
10 | 31 | 12 | 8 | 181 | 5 | 4 | 184.253 | 8 | 1196296.25 | 1134659.5 | 1111966.31 | 1175.8884 | 1152.3706
10 | 31 | 13 | 6 | 165 | 6 | 4 | 166.483 | 8.463 | 1079194.125 | 1020357.938 | 999950.7792 | 1057.4336 | 1036.2849
10 | 31 | 14 | 0 | 96 | 5 | 4 | 92.288 | 5.755 | 603698.75 | 555499.813 | 544389.8167 | 575.6844 | 564.1707
10 | 31 | 15 | 0 | 69 | 4 | 3 | 66.615 | 4.016 | 438249.063 | 393475.031 | 385605.5304 | 407.7723 | 399.6169
10 | 31 | 16 | 0 | 16 | 2 | 2 | 15.156 | 0.435 | 100870.703 | 62638.445 | 61385.6761 | 64.9145 | 63.6162
10 | 31 | 17 | 0 | 0 | 1 | 2 | 0 | 1 | 0 | 0 | 0 | 0 | 0
10 | 31 | 18 | 0 | 0 | 0 | 1 | 0 | 0 | 0 | 0 | 0 | 0 | 0
10 | 31 | 19 | 0 | 0 | 0 | 1 | 0 | 0 | 0 | 0 | 0 | 0 | 0
10 | 31 | 20 | 0 | 0 | -1 | 1 | 0 | -1 | 0 | 0 | 0 | 0 | 0
10 | 31 | 21 | 0 | 0 | -1 | 1 | 0 | -1 | 0 | 0 | 0 | 0 | 0
10 | 31 | 22 | 0 | 0 | -2 | 1 | 0 | -2 | 0 | 0 | 0 | 0 | 0
10 | 31 | 23 | 0 | 0 | -2 | 1 | 0 | -2 | 0 | 0 | 0 | 0 | 0
11 | 1 | 0 | 0 | 0 | -2 | 1 | 0 | -2 | 0 | 0 | 0 | 0 | 0
11 | 1 | 1 | 0 | 0 | -3 | 1 | 0 | -3 | 0 | 0 | 0 | 0 | 0
11 | 1 | 2 | 0 | 0 | -3 | 1 | 0 | -3 | 0 | 0 | 0 | 0 | 0
11 | 1 | 3 | 0 | 0 | -3 | 1 | 0 | -3 | 0 | 0 | 0 | 0 | 0
11 | 1 | 4 | 0 | 0 | -3 | 1 | 0 | -3 | 0 | 0 | 0 | 0 | 0
11 | 1 | 5 | 0 | 0 | -4 | 2 | 0 | -4 | 0 | 0 | 0 | 0 | 0
11 | 1 | 6 | 0 | 0 | -3 | 2 | 0 | -3 | 0 | 0 | 0 | 0 | 0
11 | 1 | 7 | 637 | 46 | -1 | 2 | 275.713 | 4.62 | 1644040 | 1571036.125 | 1539615.4025 | 1628.1211 | 1595.5587
11 | 1 | 8 | 832 | 63 | 0 | 3 | 528.823 | 11.985 | 3296566.5 | 3172563 | 3109111.74 | 3287.8409 | 3222.0841
11 | 1 | 9 | 916 | 73 | 2 | 2 | 725.926 | 21.685 | 4461373.5 | 4292869.5 | 4207012.11 | 4448.8548 | 4359.8777
11 | 1 | 10 | 957 | 78 | 4 | 1 | 859.418 | 32.108 | 5118781.5 | 4922039.5 | 4823598.71 | 5100.8863 | 4998.8685
11 | 1 | 11 | 970 | 80 | 6 | 1 | 914.713 | 36.092 | 5377324 | 5168859 | 5065481.82 | 5356.6742 | 5249.5407
11 | 1 | 12 | 965 | 78 | 7 | 1 | 889.967 | 36.546 | 5220491 | 5019179 | 4918795.42 | 5201.5554 | 5097.5243
11 | 1 | 13 | 937 | 74 | 8 | 2 | 787.012 | 30.157 | 4708972.5 | 4530097.5 | 4439495.55 | 4694.7027 | 4600.8086
11 | 1 | 14 | 884 | 63 | 7 | 3 | 614.331 | 22.217 | 3736252 | 3596281.5 | 3524355.87 | 3726.9556 | 3652.4165
11 | 1 | 15 | 754 | 50 | 5 | 3 | 384.535 | 14.308 | 2305462.75 | 2213754.75 | 2169479.655 | 2294.1935 | 2248.3097
11 | 1 | 16 | 413 | 24 | 2 | 2 | 124.367 | 4.783 | 668316.375 | 618741.063 | 606366.2417 | 641.2236 | 628.3991
11 | 1 | 17 | 0 | 0 | 0 | 1 | 0 | 0 | 0 | 0 | 0 | 0 | 0
11 | 1 | 18 | 0 | 0 | -1 | 1 | 0 | -1 | 0 | 0 | 0 | 0 | 0
11 | 1 | 19 | 0 | 0 | -2 | 0 | 0 | -2 | 0 | 0 | 0 | 0 | 0
11 | 1 | 20 | 0 | 0 | -3 | 0 | 0 | -3 | 0 | 0 | 0 | 0 | 0
11 | 1 | 21 | 0 | 0 | -3 | 0 | 0 | -3 | 0 | 0 | 0 | 0 | 0
11 | 1 | 22 | 0 | 0 | -4 | 0 | 0 | -4 | 0 | 0 | 0 | 0 | 0
11 | 1 | 23 | 0 | 0 | -4 | 0 | 0 | -4 | 0 | 0 | 0 | 0 | 0
11 | 2 | 0 | 0 | 0 | -4 | 0 | 0 | -4 | 0 | 0 | 0 | 0 | 0
11 | 2 | 1 | 0 | 0 | -4 | 0 | 0 | -4 | 0 | 0 | 0 | 0 | 0
11 | 2 | 2 | 0 | 0 | -4 | 0 | 0 | -4 | 0 | 0 | 0 | 0 | 0
11 | 2 | 3 | 0 | 0 | -4 | 0 | 0 | -4 | 0 | 0 | 0 | 0 | 0
11 | 2 | 4 | 0 | 0 | -3 | 0 | 0 | -3 | 0 | 0 | 0 | 0 | 0
11 | 2 | 5 | 0 | 0 | -3 | 0 | 0 | -3 | 0 | 0 | 0 | 0 | 0
11 | 2 | 6 | 0 | 0 | -2 | 0 | 0 | -2 | 0 | 0 | 0 | 0 | 0
11 | 2 | 7 | 522 | 45 | 0 | 0 | 236.497 | 7.115 | 1404001.5 | 1337221.625 | 1310477.1925 | 1385.8108 | 1358.0946
11 | 2 | 8 | 326 | 133 | 2 | 0 | 325.934 | 15.151 | 2030254.5 | 1946606.125 | 1907674.0025 | 2017.3378 | 1976.9911
11 | 2 | 9 | 452 | 176 | 5 | 0 | 521.808 | 25.809 | 3169488.75 | 3049912.5 | 2988914.25 | 3160.7338 | 3097.5191
11 | 2 | 10 | 555 | 185 | 8 | 0 | 663.278 | 34.67 | 3917227.5 | 3770392.25 | 3694984.405 | 3907.3929 | 3829.245
11 | 2 | 11 | 939 | 83 | 10 | 0 | 889.469 | 44.375 | 5070898 | 4876288.5 | 4778762.73 | 5053.4728 | 4952.4034
11 | 2 | 12 | 943 | 78 | 11 | 1 | 869.183 | 39.547 | 5042365 | 4849021 | 4752040.58 | 5025.2146 | 4924.7103
11 | 2 | 13 | 917 | 73 | 12 | 1 | 768.483 | 37.554 | 4476227 | 4307109.5 | 4220967.31 | 4463.6122 | 4374.34
11 | 2 | 14 | 857 | 64 | 11 | 2 | 600.637 | 27.843 | 3581301.25 | 3447072.75 | 3378131.295 | 3572.3253 | 3500.8787
11 | 2 | 15 | 724 | 50 | 9 | 2 | 370.207 | 19.258 | 2181542 | 2093512.125 | 2051641.8825 | 2169.5818 | 2126.1901
11 | 2 | 16 | 378 | 24 | 5 | 1 | 116.702 | 8.419 | 623054.688 | 574445.75 | 562956.835 | 595.3188 | 583.4124
11 | 2 | 17 | 0 | 0 | 2 | 1 | 0 | 2 | 0 | 0 | 0 | 0 | 0
11 | 2 | 18 | 0 | 0 | 1 | 1 | 0 | 1 | 0 | 0 | 0 | 0 | 0
11 | 2 | 19 | 0 | 0 | 1 | 0 | 0 | 1 | 0 | 0 | 0 | 0 | 0
11 | 2 | 20 | 0 | 0 | 1 | 0 | 0 | 1 | 0 | 0 | 0 | 0 | 0
11 | 2 | 21 | 0 | 0 | 1 | 0 | 0 | 1 | 0 | 0 | 0 | 0 | 0
11 | 2 | 22 | 0 | 0 | 0 | 0 | 0 | 0 | 0 | 0 | 0 | 0 | 0
11 | 2 | 23 | 0 | 0 | 0 | 0 | 0 | 0 | 0 | 0 | 0 | 0 | 0
11 | 3 | 0 | 0 | 0 | 1 | 0 | 0 | 1 | 0 | 0 | 0 | 0 | 0
11 | 3 | 1 | 0 | 0 | 1 | 1 | 0 | 1 | 0 | 0 | 0 | 0 | 0
11 | 3 | 2 | 0 | 0 | 2 | 1 | 0 | 2 | 0 | 0 | 0 | 0 | 0
11 | 3 | 3 | 0 | 0 | 2 | 1 | 0 | 2 | 0 | 0 | 0 | 0 | 0
11 | 3 | 4 | 0 | 0 | 2 | 1 | 0 | 2 | 0 | 0 | 0 | 0 | 0
11 | 3 | 5 | 0 | 0 | 3 | 1 | 0 | 3 | 0 | 0 | 0 | 0 | 0
11 | 3 | 6 | 0 | 0 | 3 | 1 | 0 | 3 | 0 | 0 | 0 | 0 | 0
11 | 3 | 7 | 142 | 68 | 6 | 1 | 127.416 | 7.643 | 791080.813 | 738830.688 | 724054.0742 | 765.6768 | 750.3632
11 | 3 | 8 | 363 | 127 | 10 | 1 | 345.332 | 19.526 | 2116807.75 | 2030667.125 | 1990053.7825 | 2104.4532 | 2062.3642
11 | 3 | 9 | 884 | 73 | 13 | 2 | 699.041 | 30.97 | 4156626.5 | 4000448.25 | 3920439.285 | 4145.8081 | 4062.892
11 | 3 | 10 | 929 | 78 | 16 | 2 | 831.866 | 38.322 | 4843205 | 4658574 | 4565402.52 | 4827.8475 | 4731.2905
11 | 3 | 11 | 952 | 77 | 17 | 2 | 890.536 | 41.131 | 5138320.5 | 4940704.5 | 4841890.41 | 5120.2295 | 5017.8249
11 | 3 | 12 | 945 | 76 | 18 | 2 | 865.77 | 41.641 | 4983288.5 | 4792550.5 | 4696699.49 | 4966.6922 | 4867.3583
11 | 3 | 13 | 914 | 72 | 18 | 1 | 762.613 | 42.985 | 4353041.5 | 4188974.25 | 4105194.765 | 4341.1844 | 4254.3607
11 | 3 | 14 | 853 | 63 | 17 | 1 | 594.933 | 36.85 | 3433141.75 | 3304286.5 | 3238200.77 | 3424.3507 | 3355.8637
11 | 3 | 15 | 416 | 78 | 15 | 0 | 270.176 | 28.688 | 1559839.75 | 1489053.25 | 1459272.185 | 1543.1593 | 1512.2962
11 | 3 | 16 | 369 | 23 | 12 | 0 | 113.6 | 17.062 | 588798 | 540913.438 | 530095.1692 | 560.568 | 549.3567
11 | 3 | 17 | 0 | 0 | 9 | 0 | 0 | 9 | 0 | 0 | 0 | 0 | 0
11 | 3 | 18 | 0 | 0 | 8 | 0 | 0 | 8 | 0 | 0 | 0 | 0 | 0
11 | 3 | 19 | 0 | 0 | 6 | 1 | 0 | 6 | 0 | 0 | 0 | 0 | 0
11 | 3 | 20 | 0 | 0 | 5 | 1 | 0 | 5 | 0 | 0 | 0 | 0 | 0
11 | 3 | 21 | 0 | 0 | 5 | 2 | 0 | 5 | 0 | 0 | 0 | 0 | 0
11 | 3 | 22 | 0 | 0 | 4 | 1 | 0 | 4 | 0 | 0 | 0 | 0 | 0
11 | 3 | 23 | 0 | 0 | 4 | 1 | 0 | 4 | 0 | 0 | 0 | 0 | 0
11 | 4 | 0 | 0 | 0 | 4 | 1 | 0 | 4 | 0 | 0 | 0 | 0 | 0
11 | 4 | 1 | 0 | 0 | 4 | 1 | 0 | 4 | 0 | 0 | 0 | 0 | 0
11 | 4 | 2 | 0 | 0 | 4 | 0 | 0 | 4 | 0 | 0 | 0 | 0 | 0
11 | 4 | 3 | 0 | 0 | 4 | 0 | 0 | 4 | 0 | 0 | 0 | 0 | 0
11 | 4 | 4 | 0 | 0 | 5 | 0 | 0 | 5 | 0 | 0 | 0 | 0 | 0
11 | 4 | 5 | 0 | 0 | 5 | 0 | 0 | 5 | 0 | 0 | 0 | 0 | 0
11 | 4 | 6 | 0 | 0 | 5 | 0 | 0 | 5 | 0 | 0 | 0 | 0 | 0
11 | 4 | 7 | 133 | 67 | 6 | 0 | 123.228 | 7.809 | 765530.313 | 713843.375 | 699566.5075 | 739.7815 | 724.9859
11 | 4 | 8 | 494 | 105 | 9 | 1 | 389.41 | 19.919 | 2373702.25 | 2279935 | 2234336.3 | 2362.7785 | 2315.5229
11 | 4 | 9 | 122 | 215 | 12 | 2 | 320.533 | 20.159 | 1992169.875 | 1909605.625 | 1871413.5125 | 1978.9929 | 1939.413
11 | 4 | 10 | 136 | 264 | 13 | 3 | 399.141 | 21.795 | 2470887 | 2374144.75 | 2326661.855 | 2460.4114 | 2411.2032
11 | 4 | 11 | 920 | 81 | 14 | 2 | 865.921 | 36.357 | 5084468.5 | 4889256 | 4791470.88 | 5066.9115 | 4965.5733
11 | 4 | 12 | 349 | 253 | 15 | 2 | 573.555 | 31.319 | 3431976.25 | 3303162.75 | 3237099.495 | 3423.1862 | 3354.7224
11 | 4 | 13 | 862 | 82 | 14 | 1 | 738.817 | 37.338 | 4306296 | 4144124.5 | 4061242.01 | 4294.705 | 4208.8109
11 | 4 | 14 | 773 | 77 | 13 | 1 | 561.048 | 31.948 | 3297038.75 | 3173018.75 | 3109558.375 | 3288.3133 | 3222.547
11 | 4 | 15 | 618 | 60 | 12 | 0 | 335.897 | 27.827 | 1926039.625 | 1845340.125 | 1808433.3225 | 1912.3922 | 1874.1444
11 | 4 | 16 | 257 | 25 | 9 | 0 | 92.917 | 13.988 | 502206.438 | 456125.375 | 447002.8675 | 472.6991 | 463.2451
11 | 4 | 17 | 0 | 0 | 8 | 1 | 0 | 8 | 0 | 0 | 0 | 0 | 0
11 | 4 | 18 | 0 | 0 | 7 | 1 | 0 | 7 | 0 | 0 | 0 | 0 | 0
11 | 4 | 19 | 0 | 0 | 6 | 1 | 0 | 6 | 0 | 0 | 0 | 0 | 0
11 | 4 | 20 | 0 | 0 | 6 | 1 | 0 | 6 | 0 | 0 | 0 | 0 | 0
11 | 4 | 21 | 0 | 0 | 5 | 0 | 0 | 5 | 0 | 0 | 0 | 0 | 0
11 | 4 | 22 | 0 | 0 | 5 | 0 | 0 | 5 | 0 | 0 | 0 | 0 | 0
11 | 4 | 23 | 0 | 0 | 5 | 0 | 0 | 5 | 0 | 0 | 0 | 0 | 0
11 | 5 | 0 | 0 | 0 | 4 | 0 | 0 | 4 | 0 | 0 | 0 | 0 | 0
11 | 5 | 1 | 0 | 0 | 4 | 0 | 0 | 4 | 0 | 0 | 0 | 0 | 0
11 | 5 | 2 | 0 | 0 | 4 | 0 | 0 | 4 | 0 | 0 | 0 | 0 | 0
11 | 5 | 3 | 0 | 0 | 3 | 0 | 0 | 3 | 0 | 0 | 0 | 0 | 0
11 | 5 | 4 | 0 | 0 | 3 | 0 | 0 | 3 | 0 | 0 | 0 | 0 | 0
11 | 5 | 5 | 0 | 0 | 3 | 0 | 0 | 3 | 0 | 0 | 0 | 0 | 0
11 | 5 | 6 | 0 | 0 | 3 | 0 | 0 | 3 | 0 | 0 | 0 | 0 | 0
11 | 5 | 7 | 510 | 49 | 6 | 0 | 233.56 | 12.957 | 1358302.875 | 1292673.875 | 1266820.3975 | 1339.6443 | 1312.8515
11 | 5 | 8 | 754 | 66 | 9 | 1 | 482.858 | 23.392 | 2891453.25 | 2781269.25 | 2725643.865 | 2882.3292 | 2824.6826
11 | 5 | 9 | 864 | 73 | 11 | 0 | 685.106 | 37.901 | 3971517.5 | 3822589.75 | 3746137.955 | 3961.487 | 3882.2573
11 | 5 | 10 | 920 | 75 | 12 | 0 | 816.005 | 44.104 | 4648932.5 | 4472601.5 | 4383149.47 | 4635.1175 | 4542.4152
11 | 5 | 11 | 949 | 73 | 13 | 0 | 877.838 | 47.588 | 4942873.5 | 4753908 | 4658829.84 | 4926.6455 | 4828.1126
11 | 5 | 12 | 949 | 71 | 14 | 0 | 857.763 | 48.234 | 4815249.5 | 4631825 | 4539188.5 | 4800.1265 | 4704.124
11 | 5 | 13 | 925 | 66 | 15 | 1 | 758.67 | 40.034 | 4376626 | 4211598 | 4127366.04 | 4364.6302 | 4277.3376
11 | 5 | 14 | 870 | 57 | 15 | 1 | 590.169 | 34.79 | 3427688 | 3299028.5 | 3233047.93 | 3418.9017 | 3350.5236
11 | 5 | 15 | 741 | 44 | 13 | 1 | 365.854 | 25.406 | 2102133 | 2016417.75 | 1976089.395 | 2089.6861 | 2047.8924
11 | 5 | 16 | 384 | 20 | 10 | 1 | 113.598 | 13.28 | 591186.313 | 543251.438 | 532386.4092 | 562.991 | 551.7312
11 | 5 | 17 | 0 | 0 | 8 | 0 | 0 | 8 | 0 | 0 | 0 | 0 | 0
11 | 5 | 18 | 0 | 0 | 7 | 0 | 0 | 7 | 0 | 0 | 0 | 0 | 0
11 | 5 | 19 | 0 | 0 | 6 | 0 | 0 | 6 | 0 | 0 | 0 | 0 | 0
11 | 5 | 20 | 0 | 0 | 5 | 1 | 0 | 5 | 0 | 0 | 0 | 0 | 0
11 | 5 | 21 | 0 | 0 | 4 | 2 | 0 | 4 | 0 | 0 | 0 | 0 | 0
11 | 5 | 22 | 0 | 0 | 4 | 2 | 0 | 4 | 0 | 0 | 0 | 0 | 0
11 | 5 | 23 | 0 | 0 | 3 | 2 | 0 | 3 | 0 | 0 | 0 | 0 | 0
11 | 6 | 0 | 0 | 0 | 3 | 2 | 0 | 3 | 0 | 0 | 0 | 0 | 0
11 | 6 | 1 | 0 | 0 | 3 | 2 | 0 | 3 | 0 | 0 | 0 | 0 | 0
11 | 6 | 2 | 0 | 0 | 2 | 2 | 0 | 2 | 0 | 0 | 0 | 0 | 0
11 | 6 | 3 | 0 | 0 | 2 | 2 | 0 | 2 | 0 | 0 | 0 | 0 | 0
11 | 6 | 4 | 0 | 0 | 1 | 2 | 0 | 1 | 0 | 0 | 0 | 0 | 0
11 | 6 | 5 | 0 | 0 | 1 | 2 | 0 | 1 | 0 | 0 | 0 | 0 | 0
11 | 6 | 6 | 0 | 0 | 2 | 2 | 0 | 2 | 0 | 0 | 0 | 0 | 0
11 | 6 | 7 | 116 | 64 | 5 | 2 | 109.692 | 5.918 | 685860.438 | 635907.688 | 623189.5342 | 659.014 | 645.8337
11 | 6 | 8 | 330 | 125 | 8 | 1 | 316.462 | 16.53 | 1958629.5 | 1877013.875 | 1839473.5975 | 1945.2169 | 1906.3125
11 | 6 | 9 | 329 | 192 | 11 | 1 | 443.276 | 24.517 | 2705944.25 | 2601803 | 2549766.94 | 2696.3419 | 2642.415
11 | 6 | 10 | 415 | 221 | 14 | 1 | 577.87 | 32.078 | 3445273.25 | 3315982.25 | 3249662.605 | 3436.4715 | 3367.742
11 | 6 | 11 | 534 | 198 | 15 | 0 | 680.188 | 42.055 | 3912830.75 | 3766164.25 | 3690840.965 | 3903.0112 | 3824.951
11 | 6 | 12 | 941 | 68 | 16 | 0 | 845.09 | 48.611 | 4736798 | 4556737.5 | 4465602.75 | 4722.3107 | 4627.8645
11 | 6 | 13 | 518 | 169 | 17 | 0 | 580.908 | 42.432 | 3326917.25 | 3201844 | 3137807.12 | 3318.1859 | 3251.8222
11 | 6 | 14 | 846 | 56 | 16 | 0 | 572.73 | 39.626 | 3267124.25 | 3144154 | 3081270.92 | 3258.3997 | 3193.2317
11 | 6 | 15 | 721 | 40 | 14 | 0 | 349.257 | 30.299 | 1968770.125 | 1886868.25 | 1849130.885 | 1955.4293 | 1916.3207
11 | 6 | 16 | 355 | 19 | 11 | 0 | 106.092 | 16.619 | 547195.125 | 500181.938 | 490178.2992 | 518.3565 | 507.9894
11 | 6 | 17 | 0 | 0 | 9 | 0 | 0 | 9 | 0 | 0 | 0 | 0 | 0
11 | 6 | 18 | 0 | 0 | 8 | 0 | 0 | 8 | 0 | 0 | 0 | 0 | 0
11 | 6 | 19 | 0 | 0 | 7 | 0 | 0 | 7 | 0 | 0 | 0 | 0 | 0
11 | 6 | 20 | 0 | 0 | 7 | 0 | 0 | 7 | 0 | 0 | 0 | 0 | 0
11 | 6 | 21 | 0 | 0 | 6 | 1 | 0 | 6 | 0 | 0 | 0 | 0 | 0
11 | 6 | 22 | 0 | 0 | 5 | 1 | 0 | 5 | 0 | 0 | 0 | 0 | 0
11 | 6 | 23 | 0 | 0 | 5 | 2 | 0 | 5 | 0 | 0 | 0 | 0 | 0
11 | 7 | 0 | 0 | 0 | 5 | 2 | 0 | 5 | 0 | 0 | 0 | 0 | 0
11 | 7 | 1 | 0 | 0 | 5 | 2 | 0 | 5 | 0 | 0 | 0 | 0 | 0
11 | 7 | 2 | 0 | 0 | 4 | 2 | 0 | 4 | 0 | 0 | 0 | 0 | 0
11 | 7 | 3 | 0 | 0 | 4 | 1 | 0 | 4 | 0 | 0 | 0 | 0 | 0
11 | 7 | 4 | 0 | 0 | 4 | 1 | 0 | 4 | 0 | 0 | 0 | 0 | 0
11 | 7 | 5 | 0 | 0 | 4 | 1 | 0 | 4 | 0 | 0 | 0 | 0 | 0
11 | 7 | 6 | 0 | 0 | 5 | 1 | 0 | 5 | 0 | 0 | 0 | 0 | 0
11 | 7 | 7 | 0 | 31 | 8 | 2 | 29.393 | 6.674 | 191697.125 | 151762.109 | 148726.8668 | 157.2765 | 154.131
11 | 7 | 8 | 75 | 136 | 12 | 2 | 182.692 | 15.139 | 1149429.875 | 1088922.625 | 1067144.1725 | 1128.4896 | 1105.9198
11 | 7 | 9 | 391 | 179 | 16 | 1 | 469.501 | 29.571 | 2813133.25 | 2705522.25 | 2651411.805 | 2803.8298 | 2747.7532
11 | 7 | 10 | 573 | 168 | 19 | 1 | 650.742 | 39.124 | 3779201 | 3637616.75 | 3564864.415 | 3769.7928 | 3694.397
11 | 7 | 11 | 476 | 220 | 21 | 1 | 655.571 | 41.933 | 3773243 | 3631883.25 | 3559245.585 | 3763.851 | 3688.574
11 | 7 | 12 | 653 | 153 | 22 | 1 | 718.108 | 44.674 | 4087519.75 | 3934069.25 | 3855387.865 | 4077.0172 | 3995.4769
11 | 7 | 13 | 904 | 63 | 23 | 1 | 735.108 | 46.348 | 4140433.25 | 3984896.25 | 3905198.325 | 4129.6911 | 4047.0972
11 | 7 | 14 | 706 | 78 | 22 | 1 | 519.461 | 39.346 | 2970206.75 | 2857403.25 | 2800255.185 | 2961.2296 | 2902.005
11 | 7 | 15 | 469 | 68 | 20 | 0 | 279.808 | 33.273 | 1579539.125 | 1508237.125 | 1478072.3825 | 1563.0403 | 1531.7795
11 | 7 | 16 | 227 | 19 | 16 | 0 | 79.194 | 19.779 | 417018.094 | 372673.25 | 365219.785 | 386.2147 | 378.4904
11 | 7 | 17 | 0 | 0 | 14 | 0 | 0 | 14 | 0 | 0 | 0 | 0 | 0
11 | 7 | 18 | 0 | 0 | 12 | 1 | 0 | 12 | 0 | 0 | 0 | 0 | 0
11 | 7 | 19 | 0 | 0 | 11 | 1 | 0 | 11 | 0 | 0 | 0 | 0 | 0
11 | 7 | 20 | 0 | 0 | 10 | 2 | 0 | 10 | 0 | 0 | 0 | 0 | 0
11 | 7 | 21 | 0 | 0 | 9 | 2 | 0 | 9 | 0 | 0 | 0 | 0 | 0
11 | 7 | 22 | 0 | 0 | 9 | 3 | 0 | 9 | 0 | 0 | 0 | 0 | 0
11 | 7 | 23 | 0 | 0 | 8 | 2 | 0 | 8 | 0 | 0 | 0 | 0 | 0
11 | 8 | 0 | 0 | 0 | 8 | 2 | 0 | 8 | 0 | 0 | 0 | 0 | 0
11 | 8 | 1 | 0 | 0 | 8 | 2 | 0 | 8 | 0 | 0 | 0 | 0 | 0
11 | 8 | 2 | 0 | 0 | 8 | 2 | 0 | 8 | 0 | 0 | 0 | 0 | 0
11 | 8 | 3 | 0 | 0 | 7 | 2 | 0 | 7 | 0 | 0 | 0 | 0 | 0
11 | 8 | 4 | 0 | 0 | 7 | 2 | 0 | 7 | 0 | 0 | 0 | 0 | 0
11 | 8 | 5 | 0 | 0 | 7 | 2 | 0 | 7 | 0 | 0 | 0 | 0 | 0
11 | 8 | 6 | 0 | 0 | 8 | 2 | 0 | 8 | 0 | 0 | 0 | 0 | 0
11 | 8 | 7 | 653 | 33 | 10 | 2 | 257.155 | 15.079 | 1457164.375 | 1389031.875 | 1361251.2375 | 1439.5036 | 1410.7135
11 | 8 | 8 | 851 | 46 | 14 | 3 | 501.065 | 25.046 | 2971780.25 | 2858924.25 | 2801745.765 | 2962.8058 | 2903.5497
11 | 8 | 9 | 936 | 52 | 18 | 2 | 696.884 | 36.244 | 4059434 | 3907084.75 | 3828943.055 | 4049.0522 | 3968.0712
11 | 8 | 10 | 979 | 56 | 21 | 2 | 831.128 | 43.086 | 4750830 | 4570170 | 4478766.6 | 4736.2313 | 4641.5066
11 | 8 | 11 | 997 | 56 | 23 | 2 | 888.59 | 46.798 | 5016795.5 | 4824582 | 4728090.36 | 4999.8875 | 4899.8898
11 | 8 | 12 | 993 | 55 | 24 | 2 | 865.891 | 47.363 | 4875188.5 | 4689172 | 4595388.56 | 4859.5573 | 4762.3662
11 | 8 | 13 | 968 | 52 | 24 | 2 | 765.714 | 44.846 | 4335910 | 4172538.75 | 4089087.975 | 4324.1517 | 4237.6687
11 | 8 | 14 | 909 | 47 | 23 | 1 | 595.039 | 42.599 | 3353163.5 | 3227161.5 | 3162618.27 | 3344.4233 | 3277.5349
11 | 8 | 15 | 782 | 37 | 20 | 0 | 367.748 | 36.811 | 2018518.5 | 1935205 | 1896500.9 | 2005.5224 | 1965.412
11 | 8 | 16 | 422 | 16 | 16 | 0 | 116.251 | 22.142 | 577260.125 | 529618.063 | 519025.7017 | 548.8622 | 537.885
11 | 8 | 17 | 0 | 0 | 14 | 0 | 0 | 14 | 0 | 0 | 0 | 0 | 0
11 | 8 | 18 | 0 | 0 | 12 | 1 | 0 | 12 | 0 | 0 | 0 | 0 | 0
11 | 8 | 19 | 0 | 0 | 11 | 1 | 0 | 11 | 0 | 0 | 0 | 0 | 0
11 | 8 | 20 | 0 | 0 | 10 | 1 | 0 | 10 | 0 | 0 | 0 | 0 | 0
11 | 8 | 21 | 0 | 0 | 9 | 2 | 0 | 9 | 0 | 0 | 0 | 0 | 0
11 | 8 | 22 | 0 | 0 | 9 | 2 | 0 | 9 | 0 | 0 | 0 | 0 | 0
11 | 8 | 23 | 0 | 0 | 9 | 2 | 0 | 9 | 0 | 0 | 0 | 0 | 0
11 | 9 | 0 | 0 | 0 | 8 | 3 | 0 | 8 | 0 | 0 | 0 | 0 | 0
11 | 9 | 1 | 0 | 0 | 8 | 3 | 0 | 8 | 0 | 0 | 0 | 0 | 0
11 | 9 | 2 | 0 | 0 | 7 | 3 | 0 | 7 | 0 | 0 | 0 | 0 | 0
11 | 9 | 3 | 0 | 0 | 6 | 3 | 0 | 6 | 0 | 0 | 0 | 0 | 0
11 | 9 | 4 | 0 | 0 | 5 | 2 | 0 | 5 | 0 | 0 | 0 | 0 | 0
11 | 9 | 5 | 0 | 0 | 4 | 2 | 0 | 4 | 0 | 0 | 0 | 0 | 0
11 | 9 | 6 | 0 | 0 | 4 | 3 | 0 | 4 | 0 | 0 | 0 | 0 | 0
11 | 9 | 7 | 584 | 36 | 6 | 3 | 236.775 | 10.007 | 1368145.5 | 1302269.375 | 1276223.9875 | 1349.5885 | 1322.5967
11 | 9 | 8 | 398 | 111 | 8 | 2 | 340.922 | 16.218 | 2105471 | 2019659 | 1979265.82 | 2093.0451 | 2051.1842
11 | 9 | 9 | 445 | 165 | 10 | 1 | 497.13 | 25.317 | 3021482.25 | 2906956 | 2848816.88 | 3012.5829 | 2952.3312
11 | 9 | 10 | 517 | 185 | 12 | 0 | 623.596 | 36.955 | 3650570.75 | 3513790.75 | 3443514.935 | 3641.4675 | 3568.6382
11 | 9 | 11 | 954 | 67 | 14 | 0 | 864.043 | 47.037 | 4873613.5 | 4687665.5 | 4593912.19 | 4857.9961 | 4760.8361
11 | 9 | 12 | 950 | 66 | 15 | 1 | 842.275 | 42.4 | 4831451.5 | 4647328.5 | 4554381.93 | 4816.1934 | 4719.8695
11 | 9 | 13 | 845 | 76 | 16 | 2 | 708.658 | 35.655 | 4152694.5 | 3996672 | 3916738.56 | 4141.8947 | 4059.0568
11 | 9 | 14 | 531 | 115 | 15 | 2 | 451.992 | 27.667 | 2701170 | 2597182 | 2545238.36 | 2691.553 | 2637.7219
11 | 9 | 15 | 568 | 54 | 13 | 3 | 303.15 | 19.838 | 1781021.375 | 1704331 | 1670244.38 | 1766.2594 | 1730.9342
11 | 9 | 16 | 318 | 18 | 9 | 2 | 96.658 | 10.712 | 510537.969 | 464285.094 | 454999.3921 | 481.1553 | 471.5322
11 | 9 | 17 | 0 | 0 | 7 | 1 | 0 | 7 | 0 | 0 | 0 | 0 | 0
11 | 9 | 18 | 0 | 0 | 6 | 1 | 0 | 6 | 0 | 0 | 0 | 0 | 0
11 | 9 | 19 | 0 | 0 | 4 | 1 | 0 | 4 | 0 | 0 | 0 | 0 | 0
11 | 9 | 20 | 0 | 0 | 3 | 0 | 0 | 3 | 0 | 0 | 0 | 0 | 0
11 | 9 | 21 | 0 | 0 | 2 | 0 | 0 | 2 | 0 | 0 | 0 | 0 | 0
11 | 9 | 22 | 0 | 0 | 2 | 0 | 0 | 2 | 0 | 0 | 0 | 0 | 0
11 | 9 | 23 | 0 | 0 | 1 | 0 | 0 | 1 | 0 | 0 | 0 | 0 | 0
11 | 10 | 0 | 0 | 0 | 0 | 1 | 0 | 0 | 0 | 0 | 0 | 0 | 0
11 | 10 | 1 | 0 | 0 | 0 | 1 | 0 | 0 | 0 | 0 | 0 | 0 | 0
11 | 10 | 2 | 0 | 0 | 0 | 1 | 0 | 0 | 0 | 0 | 0 | 0 | 0
11 | 10 | 3 | 0 | 0 | 0 | 1 | 0 | 0 | 0 | 0 | 0 | 0 | 0
11 | 10 | 4 | 0 | 0 | 0 | 1 | 0 | 0 | 0 | 0 | 0 | 0 | 0
11 | 10 | 5 | 0 | 0 | 0 | 1 | 0 | 0 | 0 | 0 | 0 | 0 | 0
11 | 10 | 6 | 0 | 0 | 0 | 1 | 0 | 0 | 0 | 0 | 0 | 0 | 0
11 | 10 | 7 | 0 | 11 | 2 | 1 | 10.407 | -0.481 | 69467.352 | 31813.816 | 31177.5397 | 32.9698 | 32.3104
11 | 10 | 8 | 388 | 111 | 5 | 2 | 334.876 | 12.27 | 2095586.875 | 2010060.875 | 1969859.6575 | 2083.0983 | 2041.4363
11 | 10 | 9 | 503 | 150 | 7 | 3 | 518.021 | 18.748 | 3218471.75 | 3097199 | 3035255.02 | 3209.7385 | 3145.5438
11 | 10 | 10 | 952 | 71 | 8 | 3 | 822.982 | 27.396 | 4979357.5 | 4788792.5 | 4693016.65 | 4962.7976 | 4863.5416
11 | 10 | 11 | 981 | 70 | 9 | 4 | 887.017 | 28.609 | 5352408 | 5145088 | 5042186.24 | 5332.0394 | 5225.3986
11 | 10 | 12 | 988 | 67 | 9 | 3 | 871.253 | 30.392 | 5220787.5 | 5019461.5 | 4919072.27 | 5201.8482 | 5097.8112
11 | 10 | 13 | 973 | 60 | 10 | 3 | 774.384 | 29.077 | 4644036 | 4467912 | 4378553.76 | 4630.2576 | 4537.6525
11 | 10 | 14 | 922 | 52 | 9 | 2 | 604.92 | 26.045 | 3617654 | 3482089.75 | 3412447.955 | 3608.6146 | 3536.4423
11 | 10 | 15 | 795 | 40 | 7 | 1 | 374.059 | 19.916 | 2177605.5 | 2089690.875 | 2047897.0575 | 2165.6217 | 2122.3092
11 | 10 | 16 | 417 | 16 | 4 | 1 | 115.237 | 7.399 | 602017.688 | 553854.313 | 542777.2267 | 573.9791 | 562.4995
11 | 10 | 17 | 0 | 0 | 2 | 1 | 0 | 2 | 0 | 0 | 0 | 0 | 0
11 | 10 | 18 | 0 | 0 | 0 | 1 | 0 | 0 | 0 | 0 | 0 | 0 | 0
11 | 10 | 19 | 0 | 0 | 0 | 1 | 0 | 0 | 0 | 0 | 0 | 0 | 0
11 | 10 | 20 | 0 | 0 | -1 | 1 | 0 | -1 | 0 | 0 | 0 | 0 | 0
11 | 10 | 21 | 0 | 0 | -2 | 1 | 0 | -2 | 0 | 0 | 0 | 0 | 0
11 | 10 | 22 | 0 | 0 | -2 | 1 | 0 | -2 | 0 | 0 | 0 | 0 | 0
11 | 10 | 23 | 0 | 0 | -3 | 1 | 0 | -3 | 0 | 0 | 0 | 0 | 0
11 | 11 | 0 | 0 | 0 | -3 | 0 | 0 | -3 | 0 | 0 | 0 | 0 | 0
11 | 11 | 1 | 0 | 0 | -3 | 0 | 0 | -3 | 0 | 0 | 0 | 0 | 0
11 | 11 | 2 | 0 | 0 | -3 | 0 | 0 | -3 | 0 | 0 | 0 | 0 | 0
11 | 11 | 3 | 0 | 0 | -3 | 0 | 0 | -3 | 0 | 0 | 0 | 0 | 0
11 | 11 | 4 | 0 | 0 | -3 | 0 | 0 | -3 | 0 | 0 | 0 | 0 | 0
11 | 11 | 5 | 0 | 0 | -3 | 0 | 0 | -3 | 0 | 0 | 0 | 0 | 0
11 | 11 | 6 | 0 | 0 | -2 | 0 | 0 | -2 | 0 | 0 | 0 | 0 | 0
11 | 11 | 7 | 0 | 48 | 0 | 0 | 47.466 | -2.449 | 318850.531 | 276459.5 | 270930.31 | 286.5049 | 280.7748
11 | 11 | 8 | 458 | 99 | 3 | 0 | 356.19 | 15.485 | 2198653.5 | 2110120.5 | 2067918.09 | 2186.7936 | 2143.0578
11 | 11 | 9 | 712 | 94 | 7 | 1 | 596.688 | 25.529 | 3613817 | 3478394 | 3408826.12 | 3604.7846 | 3532.6889
11 | 11 | 10 | 476 | 195 | 10 | 2 | 600.571 | 26.318 | 3652342.75 | 3515497.25 | 3445187.305 | 3643.236 | 3570.3713
11 | 11 | 11 | 226 | 266 | 13 | 3 | 479.487 | 24.423 | 2940907.5 | 2829082.5 | 2772500.85 | 2931.8798 | 2873.2422
11 | 11 | 12 | 349 | 238 | 14 | 4 | 551.389 | 25.594 | 3365599.75 | 3239156.25 | 3174373.125 | 3356.8539 | 3289.7168
11 | 11 | 13 | 612 | 135 | 15 | 5 | 608.052 | 26.457 | 3685468.75 | 3547394 | 3476446.12 | 3676.2918 | 3602.7659
11 | 11 | 14 | 518 | 114 | 14 | 4 | 441.336 | 23.479 | 2675531.5 | 2572363.75 | 2520916.475 | 2665.8329 | 2612.5163
11 | 11 | 15 | 334 | 75 | 11 | 2 | 228.62 | 16.853 | 1374543.5 | 1308506.625 | 1282336.4925 | 1356.0524 | 1328.9313
11 | 11 | 16 | 0 | 22 | 8 | 2 | 21.311 | 7.303 | 138697.922 | 99761.734 | 97766.4993 | 103.3867 | 101.3189
11 | 11 | 17 | 0 | 0 | 6 | 2 | 0 | 6 | 0 | 0 | 0 | 0 | 0
11 | 11 | 18 | 0 | 0 | 6 | 2 | 0 | 6 | 0 | 0 | 0 | 0 | 0
11 | 11 | 19 | 0 | 0 | 5 | 2 | 0 | 5 | 0 | 0 | 0 | 0 | 0
11 | 11 | 20 | 0 | 0 | 5 | 2 | 0 | 5 | 0 | 0 | 0 | 0 | 0
11 | 11 | 21 | 0 | 0 | 4 | 1 | 0 | 4 | 0 | 0 | 0 | 0 | 0
11 | 11 | 22 | 0 | 0 | 4 | 1 | 0 | 4 | 0 | 0 | 0 | 0 | 0
11 | 11 | 23 | 0 | 0 | 4 | 1 | 0 | 4 | 0 | 0 | 0 | 0 | 0
11 | 12 | 0 | 0 | 0 | 4 | 1 | 0 | 4 | 0 | 0 | 0 | 0 | 0
11 | 12 | 1 | 0 | 0 | 4 | 0 | 0 | 4 | 0 | 0 | 0 | 0 | 0
11 | 12 | 2 | 0 | 0 | 4 | 0 | 0 | 4 | 0 | 0 | 0 | 0 | 0
11 | 12 | 3 | 0 | 0 | 3 | 0 | 0 | 3 | 0 | 0 | 0 | 0 | 0
11 | 12 | 4 | 0 | 0 | 2 | 0 | 0 | 2 | 0 | 0 | 0 | 0 | 0
11 | 12 | 5 | 0 | 0 | 2 | 0 | 0 | 2 | 0 | 0 | 0 | 0 | 0
11 | 12 | 6 | 0 | 0 | 2 | 1 | 0 | 2 | 0 | 0 | 0 | 0 | 0
11 | 12 | 7 | 190 | 53 | 4 | 2 | 124.002 | 5.317 | 758523.75 | 706990.625 | 692850.8125 | 732.6798 | 718.0262
11 | 12 | 8 | 121 | 130 | 5 | 3 | 206.062 | 8.591 | 1319797.25 | 1255129.5 | 1230026.91 | 1300.7358 | 1274.721
11 | 12 | 9 | 13 | 156 | 6 | 3 | 163.834 | 8.775 | 1060391.125 | 1001997.875 | 981957.9175 | 1038.4064 | 1017.6382
11 | 12 | 10 | 38 | 216 | 7 | 4 | 257.333 | 11.452 | 1650914.25 | 1577727.625 | 1546173.0725 | 1635.0558 | 1602.3547
11 | 12 | 11 | 2 | 148 | 6 | 5 | 145.859 | 7.854 | 947533 | 891760.188 | 873924.9842 | 924.1631 | 905.6798
11 | 12 | 12 | 11 | 184 | 5 | 5 | 191.051 | 7.552 | 1242166 | 1179412.75 | 1155824.495 | 1222.2678 | 1197.8224
11 | 12 | 13 | 74 | 211 | 4 | 5 | 277.277 | 8.32 | 1795656.75 | 1718566.875 | 1684195.5375 | 1781.0126 | 1745.3923
11 | 12 | 14 | 78 | 156 | 4 | 5 | 210.841 | 7.156 | 1365850.875 | 1300032.5 | 1274031.85 | 1347.2704 | 1320.3249
11 | 12 | 15 | 65 | 85 | 3 | 4 | 116.231 | 4.378 | 750166.5 | 698816.625 | 684840.2925 | 724.2088 | 709.7246
11 | 12 | 16 | 0 | 13 | 2 | 2 | 12.312 | 0.546 | 81913.484 | 44031.199 | 43150.575 | 45.6311 | 44.7185
11 | 12 | 17 | 0 | 0 | 0 | 1 | 0 | 0 | 0 | 0 | 0 | 0 | 0
11 | 12 | 18 | 0 | 0 | 0 | 1 | 0 | 0 | 0 | 0 | 0 | 0 | 0
11 | 12 | 19 | 0 | 0 | 0 | 0 | 0 | 0 | 0 | 0 | 0 | 0 | 0
11 | 12 | 20 | 0 | 0 | -1 | 0 | 0 | -1 | 0 | 0 | 0 | 0 | 0
11 | 12 | 21 | 0 | 0 | -1 | 0 | 0 | -1 | 0 | 0 | 0 | 0 | 0
11 | 12 | 22 | 0 | 0 | -2 | 0 | 0 | -2 | 0 | 0 | 0 | 0 | 0
11 | 12 | 23 | 0 | 0 | -2 | 1 | 0 | -2 | 0 | 0 | 0 | 0 | 0
11 | 13 | 0 | 0 | 0 | -3 | 1 | 0 | -3 | 0 | 0 | 0 | 0 | 0
11 | 13 | 1 | 0 | 0 | -3 | 1 | 0 | -3 | 0 | 0 | 0 | 0 | 0
11 | 13 | 2 | 0 | 0 | -3 | 1 | 0 | -3 | 0 | 0 | 0 | 0 | 0
11 | 13 | 3 | 0 | 0 | -3 | 1 | 0 | -3 | 0 | 0 | 0 | 0 | 0
11 | 13 | 4 | 0 | 0 | -3 | 1 | 0 | -3 | 0 | 0 | 0 | 0 | 0
11 | 13 | 5 | 0 | 0 | -2 | 1 | 0 | -2 | 0 | 0 | 0 | 0 | 0
11 | 13 | 6 | 0 | 0 | -1 | 2 | 0 | -1 | 0 | 0 | 0 | 0 | 0
11 | 13 | 7 | 0 | 36 | 0 | 2 | 34.423 | -1.292 | 230377.609 | 189704.375 | 185910.2875 | 196.5975 | 192.6655
11 | 13 | 8 | 36 | 119 | 2 | 2 | 143.655 | 3.997 | 940354.125 | 884745.75 | 867050.835 | 916.8938 | 898.5559
11 | 13 | 9 | 500 | 146 | 5 | 2 | 507.685 | 17.462 | 3166331 | 3046863.5 | 2985926.23 | 3157.574 | 3094.4226
11 | 13 | 10 | 903 | 77 | 7 | 2 | 784.937 | 27.932 | 4738720.5 | 4558578 | 4467406.44 | 4724.218 | 4629.7337
11 | 13 | 11 | 26 | 217 | 7 | 2 | 238.707 | 14.375 | 1516904.5 | 1447234.5 | 1418289.81 | 1499.8211 | 1469.8247
11 | 13 | 12 | 24 | 208 | 7 | 2 | 227.351 | 12.111 | 1455713.125 | 1387617.75 | 1359865.395 | 1438.0381 | 1409.2773
11 | 13 | 13 | 7 | 157 | 9 | 3 | 160.214 | 11.756 | 1027138.875 | 969524.688 | 950134.1942 | 1004.7532 | 984.6582
11 | 13 | 14 | 849 | 57 | 10 | 3 | 563.507 | 22.33 | 3412378 | 3284266.5 | 3218581.17 | 3403.6033 | 3335.5312
11 | 13 | 15 | 716 | 42 | 8 | 3 | 343.296 | 16.134 | 2024393.75 | 1940912.75 | 1902094.495 | 2011.4376 | 1971.2088
11 | 13 | 16 | 321 | 15 | 5 | 3 | 93.85 | 6.417 | 498628.844 | 452621.5 | 443569.07 | 469.0679 | 459.6866
11 | 13 | 17 | 0 | 0 | 3 | 3 | 0 | 3 | 0 | 0 | 0 | 0 | 0
11 | 13 | 18 | 0 | 0 | 2 | 3 | 0 | 2 | 0 | 0 | 0 | 0 | 0
11 | 13 | 19 | 0 | 0 | 1 | 2 | 0 | 1 | 0 | 0 | 0 | 0 | 0
11 | 13 | 20 | 0 | 0 | 1 | 1 | 0 | 1 | 0 | 0 | 0 | 0 | 0
11 | 13 | 21 | 0 | 0 | 1 | 1 | 0 | 1 | 0 | 0 | 0 | 0 | 0
11 | 13 | 22 | 0 | 0 | 0 | 1 | 0 | 0 | 0 | 0 | 0 | 0 | 0
11 | 13 | 23 | 0 | 0 | 0 | 1 | 0 | 0 | 0 | 0 | 0 | 0 | 0
11 | 14 | 0 | 0 | 0 | 0 | 1 | 0 | 0 | 0 | 0 | 0 | 0 | 0
11 | 14 | 1 | 0 | 0 | 0 | 1 | 0 | 0 | 0 | 0 | 0 | 0 | 0
11 | 14 | 2 | 0 | 0 | 0 | 1 | 0 | 0 | 0 | 0 | 0 | 0 | 0
11 | 14 | 3 | 0 | 0 | 0 | 1 | 0 | 0 | 0 | 0 | 0 | 0 | 0
11 | 14 | 4 | 0 | 0 | 0 | 1 | 0 | 0 | 0 | 0 | 0 | 0 | 0
11 | 14 | 5 | 0 | 0 | 0 | 1 | 0 | 0 | 0 | 0 | 0 | 0 | 0
11 | 14 | 6 | 0 | 0 | 1 | 2 | 0 | 1 | 0 | 0 | 0 | 0 | 0
11 | 14 | 7 | 215 | 49 | 3 | 2 | 131.533 | 4.525 | 801925.625 | 749435.438 | 734446.7292 | 776.6669 | 761.1335
11 | 14 | 8 | 807 | 48 | 6 | 4 | 468.285 | 15.061 | 2865201.5 | 2755883.5 | 2700765.83 | 2856.021 | 2798.9006
11 | 14 | 9 | 549 | 132 | 9 | 7 | 522.677 | 16.771 | 3265106.25 | 3142206.5 | 3079362.37 | 3256.3814 | 3191.2538
11 | 14 | 10 | 576 | 158 | 11 | 9 | 631.058 | 19.122 | 3931942.5 | 3784541.75 | 3708850.915 | 3922.0565 | 3843.6154
11 | 14 | 11 | 0 | 92 | 11 | 10 | 87.596 | 11.655 | 561924.125 | 514603.469 | 504311.3996 | 533.3021 | 522.636
11 | 14 | 12 | 0 | 89 | 10 | 9 | 84.66 | 10.268 | 545605 | 498624.938 | 488652.4392 | 516.7429 | 506.4081
11 | 14 | 13 | 284 | 207 | 9 | 9 | 440.436 | 14.145 | 2790605.75 | 2683729 | 2630054.42 | 2781.2447 | 2725.6198
11 | 14 | 14 | 857 | 58 | 8 | 10 | 567.808 | 14.664 | 3528897.5 | 3396582.5 | 3328650.85 | 3520.0004 | 3449.6004
11 | 14 | 15 | 743 | 36 | 7 | 9 | 343.733 | 11.172 | 2054847.875 | 1970495.25 | 1931085.345 | 2042.095 | 2001.2531
11 | 14 | 16 | 0 | 25 | 4 | 7 | 25.064 | 3.595 | 165115.422 | 125683.195 | 123169.5311 | 130.25 | 127.645
11 | 14 | 17 | 0 | 0 | 2 | 7 | 0 | 2 | 0 | 0 | 0 | 0 | 0
11 | 14 | 18 | 0 | 0 | 1 | 6 | 0 | 1 | 0 | 0 | 0 | 0 | 0
11 | 14 | 19 | 0 | 0 | 0 | 6 | 0 | 0 | 0 | 0 | 0 | 0 | 0
11 | 14 | 20 | 0 | 0 | 0 | 6 | 0 | 0 | 0 | 0 | 0 | 0 | 0
11 | 14 | 21 | 0 | 0 | 0 | 6 | 0 | 0 | 0 | 0 | 0 | 0 | 0
11 | 14 | 22 | 0 | 0 | 0 | 6 | 0 | 0 | 0 | 0 | 0 | 0 | 0
11 | 14 | 23 | 0 | 0 | -1 | 5 | 0 | -1 | 0 | 0 | 0 | 0 | 0
11 | 15 | 0 | 0 | 0 | -2 | 4 | 0 | -2 | 0 | 0 | 0 | 0 | 0
11 | 15 | 1 | 0 | 0 | -2 | 3 | 0 | -2 | 0 | 0 | 0 | 0 | 0
11 | 15 | 2 | 0 | 0 | -3 | 2 | 0 | -3 | 0 | 0 | 0 | 0 | 0
11 | 15 | 3 | 0 | 0 | -4 | 1 | 0 | -4 | 0 | 0 | 0 | 0 | 0
11 | 15 | 4 | 0 | 0 | -4 | 1 | 0 | -4 | 0 | 0 | 0 | 0 | 0
11 | 15 | 5 | 0 | 0 | -4 | 1 | 0 | -4 | 0 | 0 | 0 | 0 | 0
11 | 15 | 6 | 0 | 0 | -4 | 1 | 0 | -4 | 0 | 0 | 0 | 0 | 0
11 | 15 | 7 | 148 | 50 | -1 | 1 | 107.006 | -0.126 | 669847.313 | 620239.125 | 607834.3425 | 642.7761 | 629.9206
11 | 15 | 8 | 337 | 109 | 1 | 2 | 302.626 | 7.76 | 1921262.625 | 1840696.875 | 1803882.9375 | 1907.5803 | 1869.4287
11 | 15 | 9 | 934 | 59 | 3 | 3 | 686.209 | 18.775 | 4244765.5 | 4085072 | 4003370.56 | 4233.5068 | 4148.8366
11 | 15 | 10 | 976 | 64 | 5 | 2 | 819.603 | 27.495 | 4953656 | 4764218.5 | 4668934.13 | 4937.3307 | 4838.5841
11 | 15 | 11 | 991 | 65 | 6 | 2 | 875.887 | 30.309 | 5250873.5 | 5048185.5 | 4947221.79 | 5231.6159 | 5126.9836
11 | 15 | 12 | 982 | 64 | 7 | 2 | 850.639 | 30.787 | 5087518.5 | 4892170 | 4794326.6 | 5069.9314 | 4968.5328
11 | 15 | 13 | 950 | 60 | 8 | 2 | 747.374 | 29.017 | 4479737.5 | 4310475 | 4224265.5 | 4467.1 | 4377.758
11 | 15 | 14 | 887 | 52 | 8 | 1 | 576.238 | 27.688 | 3421500.5 | 3293062.75 | 3227201.495 | 3412.7192 | 3344.4648
11 | 15 | 15 | 742 | 40 | 6 | 1 | 349.359 | 18.037 | 2042444.25 | 1958447.25 | 1919278.305 | 2029.6092 | 1989.017
11 | 15 | 16 | 322 | 14 | 2 | 1 | 92.933 | 4.515 | 495483.625 | 449541 | 440550.18 | 465.8755 | 456.558
11 | 15 | 17 | 0 | 0 | 1 | 0 | 0 | 1 | 0 | 0 | 0 | 0 | 0
11 | 15 | 18 | 0 | 0 | 0 | 0 | 0 | 0 | 0 | 0 | 0 | 0 | 0
11 | 15 | 19 | 0 | 0 | 0 | 0 | 0 | 0 | 0 | 0 | 0 | 0 | 0
11 | 15 | 20 | 0 | 0 | 0 | 0 | 0 | 0 | 0 | 0 | 0 | 0 | 0
11 | 15 | 21 | 0 | 0 | 0 | 0 | 0 | 0 | 0 | 0 | 0 | 0 | 0
11 | 15 | 22 | 0 | 0 | -1 | 0 | 0 | -1 | 0 | 0 | 0 | 0 | 0
11 | 15 | 23 | 0 | 0 | -1 | 0 | 0 | -1 | 0 | 0 | 0 | 0 | 0
11 | 16 | 0 | 0 | 0 | -1 | 0 | 0 | -1 | 0 | 0 | 0 | 0 | 0
11 | 16 | 1 | 0 | 0 | -1 | 1 | 0 | -1 | 0 | 0 | 0 | 0 | 0
11 | 16 | 2 | 0 | 0 | -1 | 1 | 0 | -1 | 0 | 0 | 0 | 0 | 0
11 | 16 | 3 | 0 | 0 | -1 | 1 | 0 | -1 | 0 | 0 | 0 | 0 | 0
11 | 16 | 4 | 0 | 0 | 0 | 2 | 0 | 0 | 0 | 0 | 0 | 0 | 0
11 | 16 | 5 | 0 | 0 | 0 | 2 | 0 | 0 | 0 | 0 | 0 | 0 | 0
11 | 16 | 6 | 0 | 0 | 0 | 2 | 0 | 0 | 0 | 0 | 0 | 0 | 0
11 | 16 | 7 | 0 | 38 | 3 | 2 | 37.019 | 1.817 | 245288.922 | 204329.031 | 200242.4504 | 211.7535 | 207.5184
11 | 16 | 8 | 0 | 64 | 7 | 3 | 61.048 | 6.748 | 398042.281 | 354079.031 | 346997.4504 | 366.9448 | 359.6059
11 | 16 | 9 | 2 | 137 | 10 | 3 | 136.649 | 11.725 | 876268.438 | 822116.063 | 805673.7417 | 851.9884 | 834.9486
11 | 16 | 10 | 9 | 169 | 13 | 3 | 174.183 | 15.879 | 1101336.875 | 1041976.563 | 1021137.0317 | 1079.8377 | 1058.241
11 | 16 | 11 | 572 | 174 | 15 | 2 | 669.746 | 31.616 | 3999349.25 | 3849342.75 | 3772355.895 | 3989.2121 | 3909.4279
11 | 16 | 12 | 947 | 64 | 16 | 2 | 821.017 | 37.962 | 4784105 | 4602019.5 | 4509979.11 | 4769.238 | 4673.8533
11 | 16 | 13 | 919 | 59 | 17 | 1 | 722.412 | 40.733 | 4149482 | 3993586.75 | 3913715.015 | 4138.6973 | 4055.9234
11 | 16 | 14 | 851 | 52 | 16 | 0 | 554.194 | 39.91 | 3148011.25 | 3029174.75 | 2968591.255 | 3139.2426 | 3076.4577
11 | 16 | 15 | 693 | 41 | 12 | 0 | 330.256 | 27.609 | 1868558.75 | 1789461.5 | 1753672.27 | 1854.4832 | 1817.3935
11 | 16 | 16 | 254 | 13 | 9 | 0 | 76.749 | 13.283 | 401663.063 | 357627.156 | 350474.6129 | 370.6219 | 363.2094
11 | 16 | 17 | 0 | 0 | 7 | 1 | 0 | 7 | 0 | 0 | 0 | 0 | 0
11 | 16 | 18 | 0 | 0 | 6 | 2 | 0 | 6 | 0 | 0 | 0 | 0 | 0
11 | 16 | 19 | 0 | 0 | 5 | 2 | 0 | 5 | 0 | 0 | 0 | 0 | 0
11 | 16 | 20 | 0 | 0 | 4 | 3 | 0 | 4 | 0 | 0 | 0 | 0 | 0
11 | 16 | 21 | 0 | 0 | 3 | 3 | 0 | 3 | 0 | 0 | 0 | 0 | 0
11 | 16 | 22 | 0 | 0 | 2 | 3 | 0 | 2 | 0 | 0 | 0 | 0 | 0
11 | 16 | 23 | 0 | 0 | 2 | 3 | 0 | 2 | 0 | 0 | 0 | 0 | 0
11 | 17 | 0 | 0 | 0 | 2 | 2 | 0 | 2 | 0 | 0 | 0 | 0 | 0
11 | 17 | 1 | 0 | 0 | 1 | 2 | 0 | 1 | 0 | 0 | 0 | 0 | 0
11 | 17 | 2 | 0 | 0 | 1 | 2 | 0 | 1 | 0 | 0 | 0 | 0 | 0
11 | 17 | 3 | 0 | 0 | 0 | 2 | 0 | 0 | 0 | 0 | 0 | 0 | 0
11 | 17 | 4 | 0 | 0 | 0 | 1 | 0 | 0 | 0 | 0 | 0 | 0 | 0
11 | 17 | 5 | 0 | 0 | 0 | 1 | 0 | 0 | 0 | 0 | 0 | 0 | 0
11 | 17 | 6 | 0 | 0 | 0 | 1 | 0 | 0 | 0 | 0 | 0 | 0 | 0
11 | 17 | 7 | 204 | 45 | 3 | 1 | 122.557 | 4.446 | 744997.688 | 693760.813 | 679885.5967 | 718.9692 | 704.5899
11 | 17 | 8 | 265 | 113 | 6 | 1 | 263.381 | 12.889 | 1646643.5 | 1573570.375 | 1542098.9675 | 1630.7475 | 1598.1325
11 | 17 | 9 | 879 | 61 | 9 | 1 | 647.966 | 28.551 | 3872448.75 | 3727328 | 3652781.44 | 3862.7638 | 3785.5086
11 | 17 | 10 | 923 | 67 | 10 | 1 | 778.241 | 35.025 | 4577637.5 | 4404303.5 | 4316217.43 | 4564.3378 | 4473.0511
11 | 17 | 11 | 949 | 66 | 11 | 1 | 838.669 | 38.228 | 4884935 | 4698495.5 | 4604525.59 | 4869.2196 | 4771.8352
11 | 17 | 12 | 940 | 65 | 12 | 1 | 814.627 | 38.731 | 4733074.5 | 4553173 | 4462109.54 | 4718.6167 | 4624.2443
11 | 17 | 13 | 909 | 61 | 12 | 2 | 716.039 | 31.921 | 4246684.5 | 4086914.25 | 4005175.965 | 4235.416 | 4150.7077
11 | 17 | 14 | 845 | 53 | 11 | 3 | 550.667 | 24.433 | 3306127 | 3181787 | 3118151.26 | 3297.4001 | 3231.4521
11 | 17 | 15 | 695 | 40 | 9 | 2 | 329.107 | 17.979 | 1923797.375 | 1843160.625 | 1806297.4125 | 1910.1335 | 1871.9309
11 | 17 | 16 | 268 | 12 | 6 | 2 | 78.628 | 7.285 | 417102.219 | 372755.656 | 365300.5429 | 386.3001 | 378.5741
11 | 17 | 17 | 0 | 0 | 4 | 2 | 0 | 4 | 0 | 0 | 0 | 0 | 0
11 | 17 | 18 | 0 | 0 | 3 | 1 | 0 | 3 | 0 | 0 | 0 | 0 | 0
11 | 17 | 19 | 0 | 0 | 2 | 1 | 0 | 2 | 0 | 0 | 0 | 0 | 0
11 | 17 | 20 | 0 | 0 | 1 | 1 | 0 | 1 | 0 | 0 | 0 | 0 | 0
11 | 17 | 21 | 0 | 0 | 1 | 1 | 0 | 1 | 0 | 0 | 0 | 0 | 0
11 | 17 | 22 | 0 | 0 | 0 | 0 | 0 | 0 | 0 | 0 | 0 | 0 | 0
11 | 17 | 23 | 0 | 0 | 0 | 0 | 0 | 0 | 0 | 0 | 0 | 0 | 0
11 | 18 | 0 | 0 | 0 | 0 | 0 | 0 | 0 | 0 | 0 | 0 | 0 | 0
11 | 18 | 1 | 0 | 0 | 0 | 0 | 0 | 0 | 0 | 0 | 0 | 0 | 0
11 | 18 | 2 | 0 | 0 | 0 | 0 | 0 | 0 | 0 | 0 | 0 | 0 | 0
11 | 18 | 3 | 0 | 0 | 0 | 0 | 0 | 0 | 0 | 0 | 0 | 0 | 0
11 | 18 | 4 | 0 | 0 | 0 | 0 | 0 | 0 | 0 | 0 | 0 | 0 | 0
11 | 18 | 5 | 0 | 0 | 0 | 0 | 0 | 0 | 0 | 0 | 0 | 0 | 0
11 | 18 | 6 | 0 | 0 | 0 | 1 | 0 | 0 | 0 | 0 | 0 | 0 | 0
11 | 18 | 7 | 108 | 46 | 2 | 1 | 89.908 | 2.3 | 562489.063 | 515156.563 | 504853.4317 | 533.8752 | 523.1977
11 | 18 | 8 | 258 | 111 | 5 | 2 | 257.096 | 10.401 | 1620417.75 | 1548039.75 | 1517078.955 | 1604.2892 | 1572.2034
11 | 18 | 9 | 875 | 61 | 8 | 2 | 643.04 | 24.378 | 3898823.25 | 3752694 | 3677640.12 | 3889.0515 | 3811.2705
11 | 18 | 10 | 924 | 67 | 10 | 3 | 776.565 | 28.561 | 4674235 | 4496834.5 | 4406897.81 | 4660.231 | 4567.0264
11 | 18 | 11 | 946 | 67 | 12 | 3 | 835.159 | 32.174 | 4972128.5 | 4781881 | 4686243.38 | 4955.635 | 4856.5223
11 | 18 | 12 | 939 | 66 | 13 | 3 | 812.979 | 32.772 | 4826562.5 | 4642650.5 | 4549797.49 | 4811.3454 | 4715.1185
11 | 18 | 13 | 904 | 63 | 13 | 3 | 713.261 | 30.42 | 4252538 | 4092532.5 | 4010681.85 | 4241.2384 | 4156.4136
11 | 18 | 14 | 834 | 55 | 12 | 3 | 545.603 | 25.286 | 3265619 | 3142701.5 | 3079847.47 | 3256.8944 | 3191.7565
11 | 18 | 15 | 670 | 42 | 10 | 2 | 320.802 | 18.724 | 1871387.25 | 1792211.625 | 1756367.3925 | 1857.3333 | 1820.1866
11 | 18 | 16 | 210 | 13 | 6 | 2 | 67.081 | 6.928 | 362906.031 | 319644.375 | 313251.4875 | 331.2589 | 324.6338
11 | 18 | 17 | 0 | 0 | 4 | 2 | 0 | 4 | 0 | 0 | 0 | 0 | 0
11 | 18 | 18 | 0 | 0 | 2 | 1 | 0 | 2 | 0 | 0 | 0 | 0 | 0
11 | 18 | 19 | 0 | 0 | 2 | 1 | 0 | 2 | 0 | 0 | 0 | 0 | 0
11 | 18 | 20 | 0 | 0 | 1 | 0 | 0 | 1 | 0 | 0 | 0 | 0 | 0
11 | 18 | 21 | 0 | 0 | 1 | 0 | 0 | 1 | 0 | 0 | 0 | 0 | 0
11 | 18 | 22 | 0 | 0 | 1 | 0 | 0 | 1 | 0 | 0 | 0 | 0 | 0
11 | 18 | 23 | 0 | 0 | 0 | 1 | 0 | 0 | 0 | 0 | 0 | 0 | 0
11 | 19 | 0 | 0 | 0 | 0 | 1 | 0 | 0 | 0 | 0 | 0 | 0 | 0
11 | 19 | 1 | 0 | 0 | 0 | 1 | 0 | 0 | 0 | 0 | 0 | 0 | 0
11 | 19 | 2 | 0 | 0 | 0 | 1 | 0 | 0 | 0 | 0 | 0 | 0 | 0
11 | 19 | 3 | 0 | 0 | 0 | 1 | 0 | 0 | 0 | 0 | 0 | 0 | 0
11 | 19 | 4 | 0 | 0 | 0 | 1 | 0 | 0 | 0 | 0 | 0 | 0 | 0
11 | 19 | 5 | 0 | 0 | 0 | 1 | 0 | 0 | 0 | 0 | 0 | 0 | 0
11 | 19 | 6 | 0 | 0 | 0 | 1 | 0 | 0 | 0 | 0 | 0 | 0 | 0
11 | 19 | 7 | 102 | 45 | 2 | 0 | 86.932 | 1.501 | 545781.313 | 498797.563 | 488821.6117 | 516.9218 | 506.5834
11 | 19 | 8 | 331 | 102 | 6 | 0 | 288.716 | 16.142 | 1778746 | 1702117.75 | 1668075.395 | 1763.9657 | 1728.6864
11 | 19 | 9 | 898 | 57 | 9 | 0 | 650.612 | 33.656 | 3815339 | 3672389.5 | 3598941.71 | 3805.8291 | 3729.7125
11 | 19 | 10 | 945 | 62 | 10 | 1 | 783.723 | 35.196 | 4605504 | 4431002 | 4342381.96 | 4592.0065 | 4500.1663
11 | 19 | 11 | 966 | 62 | 11 | 0 | 842.553 | 44.539 | 4792854.5 | 4610393.5 | 4518185.63 | 4777.9163 | 4682.358
11 | 19 | 12 | 960 | 62 | 12 | 0 | 822.31 | 45.177 | 4663467 | 4486522 | 4396791.56 | 4649.5438 | 4556.553
11 | 19 | 13 | 928 | 59 | 13 | 0 | 723.475 | 42.994 | 4119044.75 | 3964353 | 3885065.94 | 4108.4013 | 4026.2333
11 | 19 | 14 | 859 | 52 | 12 | 1 | 554.921 | 30.751 | 3256234.25 | 3133645 | 3070972.1 | 3247.5088 | 3182.5586
11 | 19 | 15 | 696 | 40 | 9 | 1 | 328.057 | 20.173 | 1901382.875 | 1821372.75 | 1784945.295 | 1887.554 | 1849.8029
11 | 19 | 16 | 235 | 12 | 5 | 1 | 71.428 | 6.651 | 382802.156 | 339144 | 332361.12 | 351.4671 | 344.4378
11 | 19 | 17 | 0 | 0 | 3 | 1 | 0 | 3 | 0 | 0 | 0 | 0 | 0
11 | 19 | 18 | 0 | 0 | 2 | 1 | 0 | 2 | 0 | 0 | 0 | 0 | 0
11 | 19 | 19 | 0 | 0 | 0 | 1 | 0 | 0 | 0 | 0 | 0 | 0 | 0
11 | 19 | 20 | 0 | 0 | 0 | 1 | 0 | 0 | 0 | 0 | 0 | 0 | 0
11 | 19 | 21 | 0 | 0 | 0 | 0 | 0 | 0 | 0 | 0 | 0 | 0 | 0
11 | 19 | 22 | 0 | 0 | 0 | 0 | 0 | 0 | 0 | 0 | 0 | 0 | 0
11 | 19 | 23 | 0 | 0 | 0 | 0 | 0 | 0 | 0 | 0 | 0 | 0 | 0
11 | 20 | 0 | 0 | 0 | 0 | 0 | 0 | 0 | 0 | 0 | 0 | 0 | 0
11 | 20 | 1 | 0 | 0 | 0 | 0 | 0 | 0 | 0 | 0 | 0 | 0 | 0
11 | 20 | 2 | 0 | 0 | -1 | 0 | 0 | -1 | 0 | 0 | 0 | 0 | 0
11 | 20 | 3 | 0 | 0 | -1 | 0 | 0 | -1 | 0 | 0 | 0 | 0 | 0
11 | 20 | 4 | 0 | 0 | -1 | 0 | 0 | -1 | 0 | 0 | 0 | 0 | 0
11 | 20 | 5 | 0 | 0 | -1 | 0 | 0 | -1 | 0 | 0 | 0 | 0 | 0
11 | 20 | 6 | 0 | 0 | 0 | 0 | 0 | 0 | 0 | 0 | 0 | 0 | 0
11 | 20 | 7 | 136 | 43 | 2 | 0 | 94.375 | 1.825 | 583969.438 | 536186.438 | 525462.7092 | 555.6693 | 544.5559
11 | 20 | 8 | 303 | 104 | 6 | 0 | 269.686 | 15.453 | 1665719.625 | 1592138.875 | 1560296.0975 | 1649.9907 | 1616.9909
11 | 20 | 9 | 886 | 60 | 10 | 0 | 644.235 | 34.257 | 3769070.25 | 3627867.75 | 3555310.395 | 3759.6896 | 3684.4958
11 | 20 | 10 | 937 | 64 | 13 | 0 | 777.798 | 43.619 | 4430438.5 | 4263207.5 | 4177943.35 | 4418.115 | 4329.7527
11 | 20 | 11 | 955 | 66 | 16 | 1 | 836.474 | 42.822 | 4788646 | 4606365.5 | 4514238.19 | 4773.742 | 4678.2671
11 | 20 | 12 | 302 | 229 | 18 | 1 | 499.344 | 35.348 | 2942730 | 2830844.25 | 2774227.365 | 2933.7055 | 2875.0314
11 | 20 | 13 | 482 | 159 | 19 | 1 | 530.223 | 35.745 | 3108089.25 | 2990621.75 | 2930809.315 | 3099.2887 | 3037.3029
11 | 20 | 14 | 550 | 98 | 17 | 0 | 437.481 | 35.814 | 2531397.75 | 2432778.25 | 2384122.685 | 2521.1754 | 2470.7519
11 | 20 | 15 | 498 | 52 | 14 | 0 | 265.81 | 26.334 | 1520822.125 | 1451050.625 | 1422029.6125 | 1503.7759 | 1473.7003
11 | 20 | 16 | 0 | 15 | 10 | 0 | 14.217 | 11.017 | 91396.492 | 53339.375 | 52272.5875 | 55.2775 | 54.172
11 | 20 | 17 | 0 | 0 | 8 | 1 | 0 | 8 | 0 | 0 | 0 | 0 | 0
11 | 20 | 18 | 0 | 0 | 6 | 1 | 0 | 6 | 0 | 0 | 0 | 0 | 0
11 | 20 | 19 | 0 | 0 | 5 | 2 | 0 | 5 | 0 | 0 | 0 | 0 | 0
11 | 20 | 20 | 0 | 0 | 4 | 2 | 0 | 4 | 0 | 0 | 0 | 0 | 0
11 | 20 | 21 | 0 | 0 | 4 | 3 | 0 | 4 | 0 | 0 | 0 | 0 | 0
11 | 20 | 22 | 0 | 0 | 4 | 3 | 0 | 4 | 0 | 0 | 0 | 0 | 0
11 | 20 | 23 | 0 | 0 | 3 | 3 | 0 | 3 | 0 | 0 | 0 | 0 | 0
11 | 21 | 0 | 0 | 0 | 3 | 3 | 0 | 3 | 0 | 0 | 0 | 0 | 0
11 | 21 | 1 | 0 | 0 | 2 | 2 | 0 | 2 | 0 | 0 | 0 | 0 | 0
11 | 21 | 2 | 0 | 0 | 2 | 2 | 0 | 2 | 0 | 0 | 0 | 0 | 0
11 | 21 | 3 | 0 | 0 | 2 | 2 | 0 | 2 | 0 | 0 | 0 | 0 | 0
11 | 21 | 4 | 0 | 0 | 2 | 1 | 0 | 2 | 0 | 0 | 0 | 0 | 0
11 | 21 | 5 | 0 | 0 | 2 | 1 | 0 | 2 | 0 | 0 | 0 | 0 | 0
11 | 21 | 6 | 0 | 0 | 2 | 1 | 0 | 2 | 0 | 0 | 0 | 0 | 0
11 | 21 | 7 | 170 | 41 | 5 | 1 | 106.764 | 5.92 | 646658.063 | 597546.563 | 585595.6317 | 619.259 | 606.8738
11 | 21 | 8 | 394 | 92 | 9 | 1 | 306.283 | 17.176 | 1873109.5 | 1793886 | 1758008.28 | 1859.0685 | 1821.8871
11 | 21 | 9 | 919 | 57 | 13 | 1 | 659.266 | 32.911 | 3874184.25 | 3728997.25 | 3654417.305 | 3864.4937 | 3787.2039
11 | 21 | 10 | 966 | 61 | 16 | 1 | 793.209 | 41.126 | 4559552.5 | 4386974.5 | 4299235.01 | 4546.3792 | 4455.4516
11 | 21 | 11 | 985 | 62 | 17 | 2 | 852.898 | 40.083 | 4931972.5 | 4743483.5 | 4648613.83 | 4915.8423 | 4817.5254
11 | 21 | 12 | 978 | 62 | 18 | 2 | 832.165 | 40.697 | 4798030 | 4615346.5 | 4523039.57 | 4783.0493 | 4687.3883
11 | 21 | 13 | 946 | 59 | 19 | 2 | 732.777 | 39.115 | 4231276 | 4072123.25 | 3990680.785 | 4220.0875 | 4135.6858
11 | 21 | 14 | 880 | 51 | 17 | 1 | 563.3 | 35.803 | 3243899.25 | 3121740.75 | 3059305.935 | 3235.172 | 3170.4686
11 | 21 | 15 | 728 | 39 | 14 | 0 | 338.15 | 29.837 | 1891505.25 | 1811770.5 | 1775535.09 | 1877.6028 | 1840.0508
11 | 21 | 16 | 0 | 18 | 10 | 0 | 17.201 | 12.029 | 110207.719 | 71802.398 | 70366.35 | 74.4114 | 72.9232
11 | 21 | 17 | 0 | 0 | 8 | 0 | 0 | 8 | 0 | 0 | 0 | 0 | 0
11 | 21 | 18 | 0 | 0 | 6 | 0 | 0 | 6 | 0 | 0 | 0 | 0 | 0
11 | 21 | 19 | 0 | 0 | 5 | 0 | 0 | 5 | 0 | 0 | 0 | 0 | 0
11 | 21 | 20 | 0 | 0 | 4 | 1 | 0 | 4 | 0 | 0 | 0 | 0 | 0
11 | 21 | 21 | 0 | 0 | 4 | 2 | 0 | 4 | 0 | 0 | 0 | 0 | 0
11 | 21 | 22 | 0 | 0 | 4 | 2 | 0 | 4 | 0 | 0 | 0 | 0 | 0
11 | 21 | 23 | 0 | 0 | 4 | 2 | 0 | 4 | 0 | 0 | 0 | 0 | 0
11 | 22 | 0 | 0 | 0 | 3 | 3 | 0 | 3 | 0 | 0 | 0 | 0 | 0
11 | 22 | 1 | 0 | 0 | 3 | 3 | 0 | 3 | 0 | 0 | 0 | 0 | 0
11 | 22 | 2 | 0 | 0 | 3 | 3 | 0 | 3 | 0 | 0 | 0 | 0 | 0
11 | 22 | 3 | 0 | 0 | 3 | 3 | 0 | 3 | 0 | 0 | 0 | 0 | 0
11 | 22 | 4 | 0 | 0 | 3 | 3 | 0 | 3 | 0 | 0 | 0 | 0 | 0
11 | 22 | 5 | 0 | 0 | 3 | 3 | 0 | 3 | 0 | 0 | 0 | 0 | 0
11 | 22 | 6 | 0 | 0 | 3 | 2 | 0 | 3 | 0 | 0 | 0 | 0 | 0
11 | 22 | 7 | 422 | 31 | 6 | 2 | 168.657 | 8.595 | 965718.375 | 909527.813 | 891337.2567 | 942.5763 | 923.7248
11 | 22 | 8 | 433 | 86 | 10 | 3 | 317.184 | 16.435 | 1940397.375 | 1859294.875 | 1822108.9775 | 1926.854 | 1888.317
11 | 22 | 9 | 909 | 56 | 13 | 2 | 649.306 | 29.593 | 3860090 | 3715440.5 | 3641131.69 | 3850.4444 | 3773.4355
11 | 22 | 10 | 951 | 62 | 16 | 1 | 780.959 | 40.738 | 4495048.5 | 4325153 | 4238649.94 | 4482.3113 | 4392.6651
11 | 22 | 11 | 963 | 64 | 18 | 1 | 835.872 | 44.685 | 4750966.5 | 4570301 | 4478894.98 | 4736.367 | 4641.6397
11 | 22 | 12 | 955 | 63 | 19 | 2 | 813.795 | 41.147 | 4683957.5 | 4506145 | 4416022.1 | 4669.8798 | 4576.4823
11 | 22 | 13 | 923 | 59 | 18 | 3 | 715.326 | 35.329 | 4187673 | 4030261 | 3949655.78 | 4176.7042 | 4093.1701
11 | 22 | 14 | 856 | 51 | 17 | 2 | 548.749 | 32.15 | 3201690 | 3080999.75 | 3019379.755 | 3192.9507 | 3129.0916
11 | 22 | 15 | 699 | 39 | 13 | 2 | 326.355 | 21.848 | 1877730.25 | 1798378.5 | 1762410.93 | 1863.7242 | 1826.4497
11 | 22 | 16 | 243 | 11 | 9 | 1 | 72.146 | 10.675 | 379764.438 | 336166.938 | 329443.5992 | 348.3819 | 341.4142
11 | 22 | 17 | 0 | 0 | 7 | 1 | 0 | 7 | 0 | 0 | 0 | 0 | 0
11 | 22 | 18 | 0 | 0 | 5 | 1 | 0 | 5 | 0 | 0 | 0 | 0 | 0
11 | 22 | 19 | 0 | 0 | 5 | 1 | 0 | 5 | 0 | 0 | 0 | 0 | 0
11 | 22 | 20 | 0 | 0 | 5 | 1 | 0 | 5 | 0 | 0 | 0 | 0 | 0
11 | 22 | 21 | 0 | 0 | 4 | 1 | 0 | 4 | 0 | 0 | 0 | 0 | 0
11 | 22 | 22 | 0 | 0 | 4 | 1 | 0 | 4 | 0 | 0 | 0 | 0 | 0
11 | 22 | 23 | 0 | 0 | 4 | 1 | 0 | 4 | 0 | 0 | 0 | 0 | 0
11 | 23 | 0 | 0 | 0 | 4 | 1 | 0 | 4 | 0 | 0 | 0 | 0 | 0
11 | 23 | 1 | 0 | 0 | 3 | 1 | 0 | 3 | 0 | 0 | 0 | 0 | 0
11 | 23 | 2 | 0 | 0 | 3 | 1 | 0 | 3 | 0 | 0 | 0 | 0 | 0
11 | 23 | 3 | 0 | 0 | 3 | 1 | 0 | 3 | 0 | 0 | 0 | 0 | 0
11 | 23 | 4 | 0 | 0 | 3 | 1 | 0 | 3 | 0 | 0 | 0 | 0 | 0
11 | 23 | 5 | 0 | 0 | 3 | 1 | 0 | 3 | 0 | 0 | 0 | 0 | 0
11 | 23 | 6 | 0 | 0 | 3 | 2 | 0 | 3 | 0 | 0 | 0 | 0 | 0
11 | 23 | 7 | 114 | 40 | 5 | 2 | 84.218 | 5.192 | 516916.063 | 470531.375 | 461120.7475 | 487.6286 | 477.876
11 | 23 | 8 | 534 | 72 | 8 | 2 | 351.275 | 15.964 | 2143673.25 | 2056751.25 | 2015616.225 | 2131.4852 | 2088.8555
11 | 23 | 9 | 551 | 119 | 12 | 3 | 496.501 | 23.202 | 3027189 | 2912470 | 2854220.6 | 3018.2972 | 2957.9313
11 | 23 | 10 | 567 | 149 | 15 | 3 | 601.256 | 28.988 | 3615989 | 3480486 | 3410876.28 | 3606.9526 | 3534.8135
11 | 23 | 11 | 563 | 165 | 17 | 4 | 643.339 | 30.776 | 3851250.75 | 3706938 | 3632799.24 | 3841.6329 | 3764.8003
11 | 23 | 12 | 669 | 131 | 18 | 4 | 681.757 | 32.662 | 4050300 | 3898308 | 3820341.84 | 4039.9565 | 3959.1574
11 | 23 | 13 | 655 | 111 | 17 | 3 | 597.484 | 31.32 | 3553238.5 | 3420036.75 | 3351636.015 | 3544.3069 | 3473.4207
11 | 23 | 14 | 319 | 130 | 16 | 2 | 331.537 | 25.117 | 2001350.75 | 1918525.875 | 1880155.3575 | 1988.2372 | 1948.4725
11 | 23 | 15 | 0 | 39 | 12 | 1 | 36.999 | 12.551 | 236632.203 | 195838.859 | 191922.0818 | 202.9548 | 198.8957
11 | 23 | 16 | 0 | 3 | 9 | 1 | 2.835 | 6.64 | 18488.656 | 0 | 0 | 0 | 0
11 | 23 | 17 | 0 | 0 | 8 | 2 | 0 | 8 | 0 | 0 | 0 | 0 | 0
11 | 23 | 18 | 0 | 0 | 7 | 2 | 0 | 7 | 0 | 0 | 0 | 0 | 0
11 | 23 | 19 | 0 | 0 | 6 | 2 | 0 | 6 | 0 | 0 | 0 | 0 | 0
11 | 23 | 20 | 0 | 0 | 5 | 3 | 0 | 5 | 0 | 0 | 0 | 0 | 0
11 | 23 | 21 | 0 | 0 | 4 | 3 | 0 | 4 | 0 | 0 | 0 | 0 | 0
11 | 23 | 22 | 0 | 0 | 3 | 3 | 0 | 3 | 0 | 0 | 0 | 0 | 0
11 | 23 | 23 | 0 | 0 | 3 | 3 | 0 | 3 | 0 | 0 | 0 | 0 | 0
11 | 24 | 0 | 0 | 0 | 2 | 2 | 0 | 2 | 0 | 0 | 0 | 0 | 0
11 | 24 | 1 | 0 | 0 | 2 | 2 | 0 | 2 | 0 | 0 | 0 | 0 | 0
11 | 24 | 2 | 0 | 0 | 2 | 1 | 0 | 2 | 0 | 0 | 0 | 0 | 0
11 | 24 | 3 | 0 | 0 | 2 | 1 | 0 | 2 | 0 | 0 | 0 | 0 | 0
11 | 24 | 4 | 0 | 0 | 1 | 0 | 0 | 1 | 0 | 0 | 0 | 0 | 0
11 | 24 | 5 | 0 | 0 | 0 | 0 | 0 | 0 | 0 | 0 | 0 | 0 | 0
11 | 24 | 6 | 0 | 0 | 0 | 0 | 0 | 0 | 0 | 0 | 0 | 0 | 0
11 | 24 | 7 | 0 | 28 | 0 | 0 | 26.842 | -3.391 | 180852 | 141122.563 | 138300.1117 | 146.2504 | 143.3254
11 | 24 | 8 | 5 | 95 | 1 | 1 | 97.758 | 1.726 | 647161.75 | 598039.438 | 586078.6492 | 619.7697 | 607.3743
11 | 24 | 9 | 134 | 173 | 3 | 1 | 278.362 | 10.275 | 1784910.875 | 1708114.5 | 1673952.21 | 1770.1804 | 1734.7768
11 | 24 | 10 | 402 | 189 | 4 | 2 | 514.546 | 17.138 | 3227094.75 | 3105522 | 3043411.56 | 3218.3639 | 3153.9967
11 | 24 | 11 | 453 | 198 | 6 | 3 | 593.958 | 20.054 | 3693095.75 | 3554737.25 | 3483642.505 | 3683.9018 | 3610.2238
11 | 24 | 12 | 251 | 230 | 7 | 3 | 449.521 | 17.788 | 2818116.75 | 2710343.25 | 2656136.385 | 2808.826 | 2752.6495
11 | 24 | 13 | 266 | 192 | 8 | 3 | 407.506 | 17.38 | 2552203.75 | 2452934.5 | 2403875.81 | 2542.0641 | 2491.2228
11 | 24 | 14 | 144 | 143 | 7 | 3 | 241.391 | 12.241 | 1531377.75 | 1461332.5 | 1432105.85 | 1514.4313 | 1484.1427
11 | 24 | 15 | 175 | 72 | 5 | 2 | 155.053 | 8.106 | 968363.813 | 912112.313 | 893870.0667 | 945.2547 | 926.3496
11 | 24 | 16 | 0 | 8 | 3 | 1 | 7.569 | 1.385 | 50222.969 | 12921.543 | 12663.1121 | 13.3911 | 13.1232
11 | 24 | 17 | 0 | 0 | 2 | 0 | 0 | 2 | 0 | 0 | 0 | 0 | 0
11 | 24 | 18 | 0 | 0 | 2 | 0 | 0 | 2 | 0 | 0 | 0 | 0 | 0
11 | 24 | 19 | 0 | 0 | 1 | 0 | 0 | 1 | 0 | 0 | 0 | 0 | 0
11 | 24 | 20 | 0 | 0 | 0 | 0 | 0 | 0 | 0 | 0 | 0 | 0 | 0
11 | 24 | 21 | 0 | 0 | 0 | 0 | 0 | 0 | 0 | 0 | 0 | 0 | 0
11 | 24 | 22 | 0 | 0 | 0 | 0 | 0 | 0 | 0 | 0 | 0 | 0 | 0
11 | 24 | 23 | 0 | 0 | 0 | 0 | 0 | 0 | 0 | 0 | 0 | 0 | 0
11 | 25 | 0 | 0 | 0 | 0 | 0 | 0 | 0 | 0 | 0 | 0 | 0 | 0
11 | 25 | 1 | 0 | 0 | 0 | 0 | 0 | 0 | 0 | 0 | 0 | 0 | 0
11 | 25 | 2 | 0 | 0 | 0 | 0 | 0 | 0 | 0 | 0 | 0 | 0 | 0
11 | 25 | 3 | 0 | 0 | 0 | 0 | 0 | 0 | 0 | 0 | 0 | 0 | 0
11 | 25 | 4 | 0 | 0 | 1 | 0 | 0 | 1 | 0 | 0 | 0 | 0 | 0
11 | 25 | 5 | 0 | 0 | 1 | 0 | 0 | 1 | 0 | 0 | 0 | 0 | 0
11 | 25 | 6 | 0 | 0 | 1 | 0 | 0 | 1 | 0 | 0 | 0 | 0 | 0
11 | 25 | 7 | 220 | 35 | 2 | 1 | 112.663 | 3.096 | 674430.25 | 624723.625 | 612229.1525 | 647.4235 | 634.4751
11 | 25 | 8 | 373 | 89 | 6 | 1 | 289.214 | 13.68 | 1787015.125 | 1710161.375 | 1675958.1475 | 1772.3016 | 1736.8556
11 | 25 | 9 | 849 | 63 | 9 | 2 | 617.522 | 24.784 | 3732350.5 | 3592526.25 | 3520675.725 | 3723.0639 | 3648.6027
11 | 25 | 10 | 911 | 67 | 11 | 2 | 750.978 | 31.237 | 4473095 | 4304107 | 4218024.86 | 4460.5006 | 4371.2906
11 | 25 | 11 | 942 | 66 | 12 | 2 | 815.719 | 34.256 | 4816947.5 | 4633450 | 4540781 | 4801.8106 | 4705.7744
11 | 25 | 12 | 938 | 66 | 13 | 2 | 799.202 | 34.991 | 4703929 | 4525268.5 | 4434763.13 | 4689.6982 | 4595.9043
11 | 25 | 13 | 904 | 63 | 13 | 3 | 703.117 | 30.152 | 4192504 | 4034899.75 | 3954201.755 | 4181.5115 | 4097.8812
11 | 25 | 14 | 832 | 55 | 12 | 2 | 541.198 | 27.053 | 3215181.5 | 3094023 | 3032142.54 | 3206.4471 | 3142.3182
11 | 25 | 15 | 301 | 64 | 10 | 1 | 200.115 | 17.029 | 1196927.125 | 1135275.125 | 1112569.6225 | 1176.5264 | 1152.9958
11 | 25 | 16 | 0 | 0 | 7 | 1 | 0 | 7 | 0 | 0 | 0 | 0 | 0
11 | 25 | 17 | 0 | 0 | 5 | 1 | 0 | 5 | 0 | 0 | 0 | 0 | 0
11 | 25 | 18 | 0 | 0 | 4 | 1 | 0 | 4 | 0 | 0 | 0 | 0 | 0
11 | 25 | 19 | 0 | 0 | 3 | 1 | 0 | 3 | 0 | 0 | 0 | 0 | 0
11 | 25 | 20 | 0 | 0 | 2 | 1 | 0 | 2 | 0 | 0 | 0 | 0 | 0
11 | 25 | 21 | 0 | 0 | 1 | 1 | 0 | 1 | 0 | 0 | 0 | 0 | 0
11 | 25 | 22 | 0 | 0 | 1 | 2 | 0 | 1 | 0 | 0 | 0 | 0 | 0
11 | 25 | 23 | 0 | 0 | 1 | 2 | 0 | 1 | 0 | 0 | 0 | 0 | 0
11 | 26 | 0 | 0 | 0 | 1 | 1 | 0 | 1 | 0 | 0 | 0 | 0 | 0
11 | 26 | 1 | 0 | 0 | 0 | 1 | 0 | 0 | 0 | 0 | 0 | 0 | 0
11 | 26 | 2 | 0 | 0 | 0 | 1 | 0 | 0 | 0 | 0 | 0 | 0 | 0
11 | 26 | 3 | 0 | 0 | 0 | 1 | 0 | 0 | 0 | 0 | 0 | 0 | 0
11 | 26 | 4 | 0 | 0 | 0 | 1 | 0 | 0 | 0 | 0 | 0 | 0 | 0
11 | 26 | 5 | 0 | 0 | 0 | 1 | 0 | 0 | 0 | 0 | 0 | 0 | 0
11 | 26 | 6 | 0 | 0 | 0 | 1 | 0 | 0 | 0 | 0 | 0 | 0 | 0
11 | 26 | 7 | 138 | 35 | 3 | 2 | 84.363 | 3.176 | 512983.063 | 466679.688 | 457346.0942 | 483.6369 | 473.9642
11 | 26 | 8 | 344 | 91 | 6 | 3 | 277.011 | 11.232 | 1727107 | 1651879.375 | 1618841.7875 | 1711.9019 | 1677.6639
11 | 26 | 9 | 903 | 56 | 9 | 4 | 636.36 | 22.079 | 3879836.25 | 3734433.5 | 3659744.83 | 3870.1275 | 3792.725
11 | 26 | 10 | 955 | 61 | 11 | 4 | 773.515 | 27.746 | 4663773.5 | 4486815.5 | 4397079.19 | 4649.848 | 4556.851
11 | 26 | 11 | 977 | 61 | 12 | 4 | 834.708 | 30.304 | 4998859.5 | 4807436 | 4711287.28 | 4982.1185 | 4882.4762
11 | 26 | 12 | 547 | 163 | 12 | 4 | 617.295 | 25.782 | 3758868.5 | 3618049.5 | 3545688.51 | 3749.5146 | 3674.5243
11 | 26 | 13 | 681 | 102 | 12 | 3 | 602.448 | 26.379 | 3644358 | 3507808 | 3437651.84 | 3635.2674 | 3562.562
11 | 26 | 14 | 871 | 50 | 11 | 2 | 552.529 | 26.05 | 3291667.25 | 3167836 | 3104479.28 | 3282.9422 | 3217.2833
11 | 26 | 15 | 710 | 37 | 9 | 0 | 326.822 | 24.578 | 1859202.75 | 1780364.625 | 1744757.3325 | 1845.0558 | 1808.1547
11 | 26 | 16 | 0 | 0 | 7 | 0 | 0 | 7 | 0 | 0 | 0 | 0 | 0
11 | 26 | 17 | 0 | 0 | 5 | 0 | 0 | 5 | 0 | 0 | 0 | 0 | 0
11 | 26 | 18 | 0 | 0 | 3 | 0 | 0 | 3 | 0 | 0 | 0 | 0 | 0
11 | 26 | 19 | 0 | 0 | 1 | 1 | 0 | 1 | 0 | 0 | 0 | 0 | 0
11 | 26 | 20 | 0 | 0 | 0 | 1 | 0 | 0 | 0 | 0 | 0 | 0 | 0
11 | 26 | 21 | 0 | 0 | 0 | 1 | 0 | 0 | 0 | 0 | 0 | 0 | 0
11 | 26 | 22 | 0 | 0 | 0 | 1 | 0 | 0 | 0 | 0 | 0 | 0 | 0
11 | 26 | 23 | 0 | 0 | 0 | 1 | 0 | 0 | 0 | 0 | 0 | 0 | 0
11 | 27 | 0 | 0 | 0 | -1 | 1 | 0 | -1 | 0 | 0 | 0 | 0 | 0
11 | 27 | 1 | 0 | 0 | -1 | 1 | 0 | -1 | 0 | 0 | 0 | 0 | 0
11 | 27 | 2 | 0 | 0 | -1 | 1 | 0 | -1 | 0 | 0 | 0 | 0 | 0
11 | 27 | 3 | 0 | 0 | -2 | 1 | 0 | -2 | 0 | 0 | 0 | 0 | 0
11 | 27 | 4 | 0 | 0 | -2 | 1 | 0 | -2 | 0 | 0 | 0 | 0 | 0
11 | 27 | 5 | 0 | 0 | -2 | 1 | 0 | -2 | 0 | 0 | 0 | 0 | 0
11 | 27 | 6 | 0 | 0 | -2 | 1 | 0 | -2 | 0 | 0 | 0 | 0 | 0
11 | 27 | 7 | 0 | 22 | -1 | 1 | 20.859 | -3.164 | 140440.297 | 101471.492 | 99442.0622 | 105.1586 | 103.0554
11 | 27 | 8 | 0 | 73 | 1 | 1 | 71.385 | 0.764 | 474608.875 | 429094.438 | 420512.5492 | 444.686 | 435.7923
11 | 27 | 9 | 0 | 118 | 4 | 2 | 116.274 | 5.368 | 761570.25 | 709970.313 | 695770.9067 | 735.7677 | 721.0524
11 | 27 | 10 | 180 | 217 | 7 | 3 | 374.655 | 14.703 | 2372609.25 | 2278875 | 2233297.5 | 2361.68 | 2314.4464
11 | 27 | 11 | 61 | 223 | 9 | 3 | 286.267 | 15.239 | 1812912.25 | 1735349.625 | 1700642.6325 | 1798.4051 | 1762.437
11 | 27 | 12 | 295 | 220 | 10 | 4 | 480.866 | 19.684 | 2994090.25 | 2880486 | 2822876.28 | 2985.1511 | 2925.448
11 | 27 | 13 | 784 | 77 | 10 | 4 | 640.171 | 23.575 | 3907736 | 3761265.25 | 3686039.945 | 3897.9342 | 3819.9755
11 | 27 | 14 | 554 | 92 | 9 | 3 | 429.407 | 19.395 | 2629606.25 | 2527899.5 | 2477341.51 | 2619.753 | 2567.358
11 | 27 | 15 | 177 | 70 | 7 | 2 | 153.606 | 10.756 | 949924.375 | 894096.75 | 876214.815 | 926.5846 | 908.0529
11 | 27 | 16 | 0 | 0 | 5 | 2 | 0 | 5 | 0 | 0 | 0 | 0 | 0
11 | 27 | 17 | 0 | 0 | 3 | 3 | 0 | 3 | 0 | 0 | 0 | 0 | 0
11 | 27 | 18 | 0 | 0 | 2 | 3 | 0 | 2 | 0 | 0 | 0 | 0 | 0
11 | 27 | 19 | 0 | 0 | 0 | 2 | 0 | 0 | 0 | 0 | 0 | 0 | 0
11 | 27 | 20 | 0 | 0 | 0 | 2 | 0 | 0 | 0 | 0 | 0 | 0 | 0
11 | 27 | 21 | 0 | 0 | 0 | 2 | 0 | 0 | 0 | 0 | 0 | 0 | 0
11 | 27 | 22 | 0 | 0 | 0 | 2 | 0 | 0 | 0 | 0 | 0 | 0 | 0
11 | 27 | 23 | 0 | 0 | 0 | 2 | 0 | 0 | 0 | 0 | 0 | 0 | 0
11 | 28 | 0 | 0 | 0 | 0 | 2 | 0 | 0 | 0 | 0 | 0 | 0 | 0
11 | 28 | 1 | 0 | 0 | 0 | 2 | 0 | 0 | 0 | 0 | 0 | 0 | 0
11 | 28 | 2 | 0 | 0 | 0 | 2 | 0 | 0 | 0 | 0 | 0 | 0 | 0
11 | 28 | 3 | 0 | 0 | 0 | 2 | 0 | 0 | 0 | 0 | 0 | 0 | 0
11 | 28 | 4 | 0 | 0 | 0 | 2 | 0 | 0 | 0 | 0 | 0 | 0 | 0
11 | 28 | 5 | 0 | 0 | 0 | 2 | 0 | 0 | 0 | 0 | 0 | 0 | 0
11 | 28 | 6 | 0 | 0 | 0 | 2 | 0 | 0 | 0 | 0 | 0 | 0 | 0
11 | 28 | 7 | 467 | 27 | 1 | 2 | 167.6 | 3.546 | 955169.563 | 899221.5 | 881237.07 | 931.8955 | 913.2576
11 | 28 | 8 | 281 | 94 | 4 | 2 | 242.825 | 9.292 | 1525917.875 | 1456014.25 | 1426893.965 | 1508.9198 | 1478.7414
11 | 28 | 9 | 878 | 59 | 7 | 3 | 620.186 | 20.947 | 3794426.75 | 3652268.25 | 3579222.885 | 3784.9767 | 3709.2772
11 | 28 | 10 | 929 | 65 | 8 | 4 | 755.311 | 24.41 | 4606738 | 4432184 | 4343540.32 | 4593.2314 | 4501.3668
11 | 28 | 11 | 950 | 67 | 9 | 5 | 817.423 | 24.832 | 4990250 | 4799206 | 4703221.88 | 4973.5895 | 4874.1177
11 | 28 | 12 | 937 | 69 | 10 | 5 | 797.471 | 25.547 | 4853445.5 | 4668371.5 | 4575004.07 | 4838.001 | 4741.241
11 | 28 | 13 | 894 | 68 | 9 | 5 | 699.045 | 22.601 | 4279549 | 4118457 | 4036087.86 | 4268.1049 | 4182.7428
11 | 28 | 14 | 824 | 58 | 8 | 4 | 538.346 | 19.831 | 3278940.75 | 3155556.25 | 3092445.125 | 3270.2162 | 3204.8119
11 | 28 | 15 | 655 | 42 | 6 | 3 | 310.754 | 13.297 | 1841413 | 1763066.375 | 1727805.0475 | 1827.129 | 1790.5864
11 | 28 | 16 | 0 | 0 | 2 | 1 | 0 | 2 | 0 | 0 | 0 | 0 | 0
11 | 28 | 17 | 0 | 0 | 0 | 1 | 0 | 0 | 0 | 0 | 0 | 0 | 0
11 | 28 | 18 | 0 | 0 | 0 | 1 | 0 | 0 | 0 | 0 | 0 | 0 | 0
11 | 28 | 19 | 0 | 0 | 0 | 1 | 0 | 0 | 0 | 0 | 0 | 0 | 0
11 | 28 | 20 | 0 | 0 | 0 | 0 | 0 | 0 | 0 | 0 | 0 | 0 | 0
11 | 28 | 21 | 0 | 0 | 0 | 0 | 0 | 0 | 0 | 0 | 0 | 0 | 0
11 | 28 | 22 | 0 | 0 | 0 | 1 | 0 | 0 | 0 | 0 | 0 | 0 | 0
11 | 28 | 23 | 0 | 0 | -1 | 3 | 0 | -1 | 0 | 0 | 0 | 0 | 0
11 | 29 | 0 | 0 | 0 | -2 | 5 | 0 | -2 | 0 | 0 | 0 | 0 | 0
11 | 29 | 1 | 0 | 0 | -4 | 5 | 0 | -4 | 0 | 0 | 0 | 0 | 0
11 | 29 | 2 | 0 | 0 | -5 | 4 | 0 | -5 | 0 | 0 | 0 | 0 | 0
11 | 29 | 3 | 0 | 0 | -6 | 4 | 0 | -6 | 0 | 0 | 0 | 0 | 0
11 | 29 | 4 | 0 | 0 | -7 | 3 | 0 | -7 | 0 | 0 | 0 | 0 | 0
11 | 29 | 5 | 0 | 0 | -7 | 3 | 0 | -7 | 0 | 0 | 0 | 0 | 0
11 | 29 | 6 | 0 | 0 | -8 | 3 | 0 | -8 | 0 | 0 | 0 | 0 | 0
11 | 29 | 7 | 0 | 6 | -7 | 3 | 5.673 | -8.877 | 38887.258 | 1792.338 | 1756.4912 | 1.8575 | 1.8203
11 | 29 | 8 | 0 | 19 | -7 | 3 | 17.991 | -8.543 | 123207.703 | 84560.672 | 82869.4586 | 87.6333 | 85.8806
11 | 29 | 9 | 0 | 66 | -7 | 3 | 62.681 | -7.355 | 427653.344 | 383093.813 | 375431.9367 | 397.0139 | 389.0736
11 | 29 | 10 | 0 | 80 | -6 | 4 | 76.031 | -5.888 | 516344 | 469971.156 | 460571.7329 | 487.048 | 477.307
11 | 29 | 11 | 0 | 133 | -6 | 4 | 129.707 | -4.648 | 877419.563 | 823241.25 | 806776.425 | 853.1545 | 836.0914
11 | 29 | 12 | 0 | 125 | -6 | 4 | 121.529 | -4.712 | 822263.25 | 769321.25 | 753934.825 | 797.2752 | 781.3297
11 | 29 | 13 | 0 | 109 | -6 | 5 | 105.749 | -5.213 | 716633.625 | 666015 | 652694.7 | 690.2153 | 676.411
11 | 29 | 14 | 4 | 113 | -6 | 5 | 115.042 | -5.056 | 778796.625 | 726817.688 | 712281.3342 | 753.2273 | 738.1627
11 | 29 | 15 | 0 | 48 | -7 | 5 | 46.367 | -7.398 | 316391.688 | 274048.938 | 268567.9592 | 284.0068 | 278.3266
11 | 29 | 16 | 0 | 0 | -7 | 5 | 0 | -7 | 0 | 0 | 0 | 0 | 0
11 | 29 | 17 | 0 | 0 | -8 | 4 | 0 | -8 | 0 | 0 | 0 | 0 | 0
11 | 29 | 18 | 0 | 0 | -8 | 4 | 0 | -8 | 0 | 0 | 0 | 0 | 0
11 | 29 | 19 | 0 | 0 | -8 | 4 | 0 | -8 | 0 | 0 | 0 | 0 | 0
11 | 29 | 20 | 0 | 0 | -8 | 4 | 0 | -8 | 0 | 0 | 0 | 0 | 0
11 | 29 | 21 | 0 | 0 | -9 | 3 | 0 | -9 | 0 | 0 | 0 | 0 | 0
11 | 29 | 22 | 0 | 0 | -9 | 3 | 0 | -9 | 0 | 0 | 0 | 0 | 0
11 | 29 | 23 | 0 | 0 | -9 | 3 | 0 | -9 | 0 | 0 | 0 | 0 | 0
11 | 30 | 0 | 0 | 0 | -9 | 2 | 0 | -9 | 0 | 0 | 0 | 0 | 0
11 | 30 | 1 | 0 | 0 | -10 | 2 | 0 | -10 | 0 | 0 | 0 | 0 | 0
11 | 30 | 2 | 0 | 0 | -10 | 2 | 0 | -10 | 0 | 0 | 0 | 0 | 0
11 | 30 | 3 | 0 | 0 | -10 | 1 | 0 | -10 | 0 | 0 | 0 | 0 | 0
11 | 30 | 4 | 0 | 0 | -10 | 0 | 0 | -10 | 0 | 0 | 0 | 0 | 0
11 | 30 | 5 | 0 | 0 | -10 | 0 | 0 | -10 | 0 | 0 | 0 | 0 | 0
11 | 30 | 6 | 0 | 0 | -10 | 0 | 0 | -10 | 0 | 0 | 0 | 0 | 0
11 | 30 | 7 | 517 | 27 | -9 | 1 | 179.693 | -5.546 | 1047883.625 | 989784.125 | 969988.4425 | 1025.7488 | 1005.2338
11 | 30 | 8 | 817 | 52 | -6 | 1 | 447.037 | 7.466 | 2775972.25 | 2669571 | 2616179.58 | 2766.5723 | 2711.2408
11 | 30 | 9 | 933 | 66 | -4 | 1 | 662.259 | 17.53 | 4098052.5 | 3944187.75 | 3865303.995 | 4087.5034 | 4005.7533
11 | 30 | 10 | 988 | 73 | -1 | 2 | 803.403 | 21.309 | 4951981 | 4762617 | 4667364.66 | 4935.671 | 4836.9576
11 | 30 | 11 | 1010 | 75 | 0 | 2 | 869.583 | 24.44 | 5315183 | 5109567.5 | 5007376.15 | 5295.2282 | 5189.3237
11 | 30 | 12 | 1006 | 73 | 1 | 1 | 851.563 | 29.747 | 5105532.5 | 4909381.5 | 4811193.87 | 5087.7683 | 4986.0129
11 | 30 | 13 | 971 | 68 | 2 | 1 | 749.693 | 27.646 | 4508066.5 | 4337631 | 4250878.38 | 4495.2427 | 4405.3379
11 | 30 | 14 | 891 | 58 | 2 | 0 | 574.627 | 27.771 | 3402721.5 | 3274955.25 | 3209456.145 | 3393.9537 | 3326.0746
11 | 30 | 15 | 207 | 67 | 1 | 0 | 161.677 | 11.28 | 993482.563 | 936650.875 | 917917.8575 | 970.6849 | 951.2712
11 | 30 | 16 | 0 | 0 | -1 | 0 | 0 | -1 | 0 | 0 | 0 | 0 | 0
11 | 30 | 17 | 0 | 0 | -1 | 2 | 0 | -1 | 0 | 0 | 0 | 0 | 0
11 | 30 | 18 | 0 | 0 | -2 | 2 | 0 | -2 | 0 | 0 | 0 | 0 | 0
11 | 30 | 19 | 0 | 0 | -3 | 1 | 0 | -3 | 0 | 0 | 0 | 0 | 0
11 | 30 | 20 | 0 | 0 | -4 | 1 | 0 | -4 | 0 | 0 | 0 | 0 | 0
11 | 30 | 21 | 0 | 0 | -5 | 1 | 0 | -5 | 0 | 0 | 0 | 0 | 0
11 | 30 | 22 | 0 | 0 | -5 | 0 | 0 | -5 | 0 | 0 | 0 | 0 | 0
11 | 30 | 23 | 0 | 0 | -5 | 0 | 0 | -5 | 0 | 0 | 0 | 0 | 0
12 | 1 | 0 | 0 | 0 | -5 | 0 | 0 | -5 | 0 | 0 | 0 | 0 | 0
12 | 1 | 1 | 0 | 0 | -5 | 0 | 0 | -5 | 0 | 0 | 0 | 0 | 0
12 | 1 | 2 | 0 | 0 | -5 | 0 | 0 | -5 | 0 | 0 | 0 | 0 | 0
12 | 1 | 3 | 0 | 0 | -5 | 0 | 0 | -5 | 0 | 0 | 0 | 0 | 0
12 | 1 | 4 | 0 | 0 | -6 | 0 | 0 | -6 | 0 | 0 | 0 | 0 | 0
12 | 1 | 5 | 0 | 0 | -6 | 1 | 0 | -6 | 0 | 0 | 0 | 0 | 0
12 | 1 | 6 | 0 | 0 | -6 | 1 | 0 | -6 | 0 | 0 | 0 | 0 | 0
12 | 1 | 7 | 98 | 30 | -5 | 1 | 66.981 | -5.563 | 421908.656 | 377465.156 | 369915.8529 | 391.1807 | 383.3571
12 | 1 | 8 | 325 | 86 | -2 | 1 | 258.723 | 4.503 | 1645815.625 | 1572764.5 | 1541309.21 | 1629.9123 | 1597.3141
12 | 1 | 9 | 362 | 141 | 1 | 1 | 387.061 | 12.731 | 2447320.5 | 2351304.25 | 2304278.165 | 2436.741 | 2388.0062
12 | 1 | 10 | 919 | 60 | 3 | 1 | 736.051 | 26.056 | 4461432 | 4292925.5 | 4207066.99 | 4448.9128 | 4359.9346
12 | 1 | 11 | 937 | 63 | 6 | 1 | 797.378 | 32.224 | 4740718.5 | 4560491 | 4469281.18 | 4726.2006 | 4631.6765
12 | 1 | 12 | 926 | 64 | 8 | 1 | 779.051 | 33.825 | 4602568.5 | 4428189.5 | 4339625.71 | 4589.0918 | 4497.3099
12 | 1 | 13 | 700 | 95 | 9 | 1 | 603.737 | 29.592 | 3608926.25 | 3473683.25 | 3404209.585 | 3599.9027 | 3527.9046
12 | 1 | 14 | 311 | 124 | 9 | 0 | 319.138 | 24.719 | 1927813.75 | 1847064.5 | 1810123.21 | 1914.1793 | 1875.8957
12 | 1 | 15 | 663 | 37 | 6 | 0 | 308.211 | 19.146 | 1787366.25 | 1710502.875 | 1676292.8175 | 1772.6555 | 1737.2024
12 | 1 | 16 | 0 | 0 | 3 | 0 | 0 | 3 | 0 | 0 | 0 | 0 | 0
12 | 1 | 17 | 0 | 0 | 1 | 0 | 0 | 1 | 0 | 0 | 0 | 0 | 0
12 | 1 | 18 | 0 | 0 | 0 | 0 | 0 | 0 | 0 | 0 | 0 | 0 | 0
12 | 1 | 19 | 0 | 0 | 0 | 0 | 0 | 0 | 0 | 0 | 0 | 0 | 0
12 | 1 | 20 | 0 | 0 | 0 | 0 | 0 | 0 | 0 | 0 | 0 | 0 | 0
12 | 1 | 21 | 0 | 0 | 0 | 0 | 0 | 0 | 0 | 0 | 0 | 0 | 0
12 | 1 | 22 | 0 | 0 | 0 | 1 | 0 | 0 | 0 | 0 | 0 | 0 | 0
12 | 1 | 23 | 0 | 0 | -1 | 1 | 0 | -1 | 0 | 0 | 0 | 0 | 0
12 | 2 | 0 | 0 | 0 | -1 | 1 | 0 | -1 | 0 | 0 | 0 | 0 | 0
12 | 2 | 1 | 0 | 0 | 0 | 1 | 0 | 0 | 0 | 0 | 0 | 0 | 0
12 | 2 | 2 | 0 | 0 | 0 | 1 | 0 | 0 | 0 | 0 | 0 | 0 | 0
12 | 2 | 3 | 0 | 0 | 0 | 1 | 0 | 0 | 0 | 0 | 0 | 0 | 0
12 | 2 | 4 | 0 | 0 | 0 | 1 | 0 | 0 | 0 | 0 | 0 | 0 | 0
12 | 2 | 5 | 0 | 0 | 0 | 1 | 0 | 0 | 0 | 0 | 0 | 0 | 0
12 | 2 | 6 | 0 | 0 | 0 | 1 | 0 | 0 | 0 | 0 | 0 | 0 | 0
12 | 2 | 7 | 87 | 29 | 1 | 1 | 62.669 | 0.337 | 388852.188 | 345073.031 | 338171.5704 | 357.6116 | 350.4593
12 | 2 | 8 | 533 | 63 | 5 | 2 | 328.757 | 12.29 | 2017934.375 | 1934637.5 | 1895944.75 | 2004.9343 | 1964.8356
12 | 2 | 9 | 385 | 137 | 8 | 3 | 404.363 | 16.984 | 2519346.25 | 2421102 | 2372679.96 | 2509.0749 | 2458.8934
12 | 2 | 10 | 914 | 60 | 11 | 4 | 730.618 | 26.348 | 4423388 | 4256446.5 | 4171317.57 | 4411.1083 | 4322.8862
12 | 2 | 11 | 943 | 60 | 13 | 5 | 796.656 | 28.396 | 4801025 | 4618212.5 | 4525848.25 | 4786.0194 | 4690.299
12 | 2 | 12 | 936 | 61 | 14 | 5 | 781.667 | 29.215 | 4694435.5 | 4516178 | 4425854.44 | 4680.2774 | 4586.6719
12 | 2 | 13 | 900 | 59 | 14 | 4 | 688.712 | 29.163 | 4118301.75 | 3963639 | 3884366.22 | 4107.6614 | 4025.5082
12 | 2 | 14 | 829 | 50 | 13 | 3 | 526.259 | 25.75 | 3136938.5 | 3018482.75 | 2958113.095 | 3128.162 | 3065.5988
12 | 2 | 15 | 656 | 38 | 9 | 2 | 306.708 | 17.289 | 1790787.75 | 1713830.875 | 1679554.2575 | 1776.1045 | 1740.5824
12 | 2 | 16 | 0 | 0 | 6 | 2 | 0 | 6 | 0 | 0 | 0 | 0 | 0
12 | 2 | 17 | 0 | 0 | 4 | 2 | 0 | 4 | 0 | 0 | 0 | 0 | 0
12 | 2 | 18 | 0 | 0 | 3 | 2 | 0 | 3 | 0 | 0 | 0 | 0 | 0
12 | 2 | 19 | 0 | 0 | 2 | 2 | 0 | 2 | 0 | 0 | 0 | 0 | 0
12 | 2 | 20 | 0 | 0 | 2 | 1 | 0 | 2 | 0 | 0 | 0 | 0 | 0
12 | 2 | 21 | 0 | 0 | 2 | 1 | 0 | 2 | 0 | 0 | 0 | 0 | 0
12 | 2 | 22 | 0 | 0 | 2 | 1 | 0 | 2 | 0 | 0 | 0 | 0 | 0
12 | 2 | 23 | 0 | 0 | 1 | 3 | 0 | 1 | 0 | 0 | 0 | 0 | 0
12 | 3 | 0 | 0 | 0 | 0 | 4 | 0 | 0 | 0 | 0 | 0 | 0 | 0
12 | 3 | 1 | 0 | 0 | 0 | 3 | 0 | 0 | 0 | 0 | 0 | 0 | 0
12 | 3 | 2 | 0 | 0 | 0 | 2 | 0 | 0 | 0 | 0 | 0 | 0 | 0
12 | 3 | 3 | 0 | 0 | -1 | 2 | 0 | -1 | 0 | 0 | 0 | 0 | 0
12 | 3 | 4 | 0 | 0 | -1 | 3 | 0 | -1 | 0 | 0 | 0 | 0 | 0
12 | 3 | 5 | 0 | 0 | -1 | 3 | 0 | -1 | 0 | 0 | 0 | 0 | 0
12 | 3 | 6 | 0 | 0 | -1 | 4 | 0 | -1 | 0 | 0 | 0 | 0 | 0
12 | 3 | 7 | 8 | 27 | -1 | 3 | 30.695 | -2.199 | 203391.984 | 163234.594 | 159969.9021 | 169.1659 | 165.7826
12 | 3 | 8 | 0 | 34 | 0 | 2 | 32.232 | -1.235 | 215679.672 | 175287.875 | 171782.1175 | 181.6571 | 178.024
12 | 3 | 9 | 0 | 58 | 0 | 1 | 55.061 | -0.747 | 367858.188 | 324498.031 | 318008.0704 | 336.289 | 329.5632
12 | 3 | 10 | 0 | 71 | 0 | 1 | 67.451 | -0.169 | 449799.031 | 404790.563 | 396694.7517 | 419.499 | 411.109
12 | 3 | 11 | 0 | 129 | 1 | 1 | 125.716 | 2.949 | 829932.813 | 776819.813 | 761283.4167 | 805.0463 | 788.9453
12 | 3 | 12 | 0 | 91 | 2 | 2 | 86.864 | 2.725 | 573866.813 | 526296 | 515770.08 | 545.4194 | 534.5111
12 | 3 | 13 | 0 | 50 | 2 | 2 | 47.454 | 1.443 | 314806.594 | 272494.969 | 267045.0696 | 282.3963 | 276.7484
12 | 3 | 14 | 0 | 73 | 1 | 2 | 69.996 | 0.931 | 465121.563 | 419801 | 411404.98 | 435.0548 | 426.3538
12 | 3 | 15 | 0 | 18 | 0 | 2 | 17.042 | -1.519 | 114138.781 | 75660.461 | 74147.2518 | 78.4097 | 76.8415
12 | 3 | 16 | 0 | 0 | -1 | 1 | 0 | -1 | 0 | 0 | 0 | 0 | 0
12 | 3 | 17 | 0 | 0 | -2 | 0 | 0 | -2 | 0 | 0 | 0 | 0 | 0
12 | 3 | 18 | 0 | 0 | -3 | 0 | 0 | -3 | 0 | 0 | 0 | 0 | 0
12 | 3 | 19 | 0 | 0 | -4 | 0 | 0 | -4 | 0 | 0 | 0 | 0 | 0
12 | 3 | 20 | 0 | 0 | -4 | 0 | 0 | -4 | 0 | 0 | 0 | 0 | 0
12 | 3 | 21 | 0 | 0 | -5 | 0 | 0 | -5 | 0 | 0 | 0 | 0 | 0
12 | 3 | 22 | 0 | 0 | -5 | 1 | 0 | -5 | 0 | 0 | 0 | 0 | 0
12 | 3 | 23 | 0 | 0 | -6 | 1 | 0 | -6 | 0 | 0 | 0 | 0 | 0
12 | 4 | 0 | 0 | 0 | -6 | 1 | 0 | -6 | 0 | 0 | 0 | 0 | 0
12 | 4 | 1 | 0 | 0 | -7 | 0 | 0 | -7 | 0 | 0 | 0 | 0 | 0
12 | 4 | 2 | 0 | 0 | -7 | 0 | 0 | -7 | 0 | 0 | 0 | 0 | 0
12 | 4 | 3 | 0 | 0 | -7 | 0 | 0 | -7 | 0 | 0 | 0 | 0 | 0
12 | 4 | 4 | 0 | 0 | -7 | 1 | 0 | -7 | 0 | 0 | 0 | 0 | 0
12 | 4 | 5 | 0 | 0 | -7 | 1 | 0 | -7 | 0 | 0 | 0 | 0 | 0
12 | 4 | 6 | 0 | 0 | -6 | 2 | 0 | -6 | 0 | 0 | 0 | 0 | 0
12 | 4 | 7 | 492 | 24 | -5 | 2 | 168.121 | -2.434 | 966709.313 | 910495.938 | 892286.0192 | 943.5796 | 924.708
12 | 4 | 8 | 7 | 84 | -2 | 3 | 87.906 | -1.255 | 587037.438 | 539189.875 | 528406.0775 | 558.7818 | 547.6062
12 | 4 | 9 | 927 | 63 | 0 | 4 | 642.715 | 12.826 | 4035682.75 | 3884261.75 | 3806576.515 | 4025.3999 | 3944.8919
12 | 4 | 10 | 207 | 203 | 0 | 4 | 375.848 | 8.122 | 2431289.5 | 2335765.25 | 2289049.945 | 2420.6374 | 2372.2246
12 | 4 | 11 | 428 | 191 | 0 | 4 | 559.189 | 11.605 | 3576199 | 3442157.5 | 3373314.35 | 3567.2314 | 3495.8868
12 | 4 | 12 | 122 | 222 | 0 | 5 | 341.794 | 6.19 | 2228988 | 2139559.25 | 2096768.065 | 2217.3021 | 2172.956
12 | 4 | 13 | 124 | 190 | 0 | 5 | 298.471 | 4.973 | 1951241.375 | 1869833.875 | 1832437.1975 | 1937.776 | 1899.0205
12 | 4 | 14 | 94 | 134 | -1 | 4 | 203.564 | 2.515 | 1335930 | 1270860.375 | 1245443.1675 | 1317.0382 | 1290.6975
12 | 4 | 15 | 403 | 53 | -3 | 3 | 228.66 | 1.405 | 1426774.375 | 1359416.75 | 1332228.415 | 1408.8124 | 1380.6361
12 | 4 | 16 | 0 | 0 | -5 | 1 | 0 | -5 | 0 | 0 | 0 | 0 | 0
12 | 4 | 17 | 0 | 0 | -5 | 1 | 0 | -5 | 0 | 0 | 0 | 0 | 0
12 | 4 | 18 | 0 | 0 | -5 | 1 | 0 | -5 | 0 | 0 | 0 | 0 | 0
12 | 4 | 19 | 0 | 0 | -6 | 1 | 0 | -6 | 0 | 0 | 0 | 0 | 0
12 | 4 | 20 | 0 | 0 | -6 | 1 | 0 | -6 | 0 | 0 | 0 | 0 | 0
12 | 4 | 21 | 0 | 0 | -6 | 2 | 0 | -6 | 0 | 0 | 0 | 0 | 0
12 | 4 | 22 | 0 | 0 | -6 | 3 | 0 | -6 | 0 | 0 | 0 | 0 | 0
12 | 4 | 23 | 0 | 0 | -7 | 3 | 0 | -7 | 0 | 0 | 0 | 0 | 0
12 | 5 | 0 | 0 | 0 | -7 | 3 | 0 | -7 | 0 | 0 | 0 | 0 | 0
12 | 5 | 1 | 0 | 0 | -8 | 4 | 0 | -8 | 0 | 0 | 0 | 0 | 0
12 | 5 | 2 | 0 | 0 | -8 | 3 | 0 | -8 | 0 | 0 | 0 | 0 | 0
12 | 5 | 3 | 0 | 0 | -8 | 3 | 0 | -8 | 0 | 0 | 0 | 0 | 0
12 | 5 | 4 | 0 | 0 | -9 | 2 | 0 | -9 | 0 | 0 | 0 | 0 | 0
12 | 5 | 5 | 0 | 0 | -9 | 2 | 0 | -9 | 0 | 0 | 0 | 0 | 0
12 | 5 | 6 | 0 | 0 | -8 | 2 | 0 | -8 | 0 | 0 | 0 | 0 | 0
12 | 5 | 7 | 535 | 21 | -6 | 2 | 175.91 | -3.206 | 1006933.313 | 949789.625 | 930793.8325 | 984.3011 | 964.6151
12 | 5 | 8 | 835 | 44 | -3 | 4 | 433.832 | 5.388 | 2698225 | 2594331.25 | 2542444.625 | 2688.5986 | 2634.8266
12 | 5 | 9 | 945 | 58 | -1 | 6 | 645.463 | 9.652 | 4094115.5 | 3940405.5 | 3861597.39 | 4083.5837 | 4001.912
12 | 5 | 10 | 994 | 66 | 0 | 7 | 789.41 | 12.184 | 5015487 | 4823331 | 4726864.38 | 4998.5911 | 4898.6193
12 | 5 | 11 | 1007 | 72 | 1 | 7 | 855.473 | 14.406 | 5410043 | 5200069.5 | 5096068.11 | 5389.0187 | 5281.2383
12 | 5 | 12 | 1002 | 70 | 2 | 7 | 838.856 | 15.217 | 5287677.5 | 5083317 | 4981650.66 | 5268.0239 | 5162.6634
12 | 5 | 13 | 966 | 66 | 2 | 6 | 740.244 | 14.866 | 4650618 | 4474216 | 4384731.68 | 4636.7907 | 4544.0549
12 | 5 | 14 | 122 | 135 | 1 | 5 | 220.42 | 5.106 | 1432285.375 | 1364787.625 | 1337491.8725 | 1414.3784 | 1386.0908
12 | 5 | 15 | 723 | 41 | -1 | 3 | 336.235 | 6.119 | 2037424.125 | 1953570.75 | 1914499.335 | 2024.5555 | 1984.0644
12 | 5 | 16 | 0 | 0 | -3 | 1 | 0 | -3 | 0 | 0 | 0 | 0 | 0
12 | 5 | 17 | 0 | 0 | -4 | 1 | 0 | -4 | 0 | 0 | 0 | 0 | 0
12 | 5 | 18 | 0 | 0 | -4 | 1 | 0 | -4 | 0 | 0 | 0 | 0 | 0
12 | 5 | 19 | 0 | 0 | -5 | 1 | 0 | -5 | 0 | 0 | 0 | 0 | 0
12 | 5 | 20 | 0 | 0 | -5 | 0 | 0 | -5 | 0 | 0 | 0 | 0 | 0
12 | 5 | 21 | 0 | 0 | -6 | 0 | 0 | -6 | 0 | 0 | 0 | 0 | 0
12 | 5 | 22 | 0 | 0 | -6 | 0 | 0 | -6 | 0 | 0 | 0 | 0 | 0
12 | 5 | 23 | 0 | 0 | -6 | 0 | 0 | -6 | 0 | 0 | 0 | 0 | 0
12 | 6 | 0 | 0 | 0 | -6 | 0 | 0 | -6 | 0 | 0 | 0 | 0 | 0
12 | 6 | 1 | 0 | 0 | -6 | 0 | 0 | -6 | 0 | 0 | 0 | 0 | 0
12 | 6 | 2 | 0 | 0 | -7 | 1 | 0 | -7 | 0 | 0 | 0 | 0 | 0
12 | 6 | 3 | 0 | 0 | -7 | 1 | 0 | -7 | 0 | 0 | 0 | 0 | 0
12 | 6 | 4 | 0 | 0 | -7 | 1 | 0 | -7 | 0 | 0 | 0 | 0 | 0
12 | 6 | 5 | 0 | 0 | -7 | 1 | 0 | -7 | 0 | 0 | 0 | 0 | 0
12 | 6 | 6 | 0 | 0 | -7 | 1 | 0 | -7 | 0 | 0 | 0 | 0 | 0
12 | 6 | 7 | 0 | 16 | -6 | 1 | 15.159 | -8.422 | 103772.102 | 65486.109 | 64176.3868 | 67.8656 | 66.5083
12 | 6 | 8 | 459 | 67 | -3 | 2 | 294.962 | 3.239 | 1865407.5 | 1786397.625 | 1750669.6725 | 1851.308 | 1814.2818
12 | 6 | 9 | 264 | 148 | -1 | 3 | 333.412 | 6.259 | 2156181 | 2068893.75 | 2027515.875 | 2144.0689 | 2101.1875
12 | 6 | 10 | 333 | 185 | 0 | 2 | 452.598 | 11.75 | 2889016.5 | 2778913.25 | 2723334.985 | 2879.8876 | 2822.2898
12 | 6 | 11 | 278 | 217 | 0 | 2 | 465.207 | 12.521 | 2967963 | 2855234.5 | 2798129.81 | 2958.982 | 2899.8024
12 | 6 | 12 | 719 | 108 | 0 | 2 | 680.568 | 18.357 | 4246883.5 | 4087105 | 4005362.9 | 4235.6137 | 4150.9014
12 | 6 | 13 | 258 | 182 | 0 | 2 | 388.967 | 11.257 | 2485763.5 | 2388561.25 | 2340790.025 | 2475.3518 | 2425.8447
12 | 6 | 14 | 250 | 128 | -1 | 2 | 290.403 | 6.494 | 1869242.625 | 1790126.375 | 1754323.8475 | 1855.1722 | 1818.0688
12 | 6 | 15 | 211 | 65 | -3 | 3 | 161.502 | -0.033 | 1029115 | 971454.625 | 952025.5325 | 1006.7533 | 986.6182
12 | 6 | 16 | 0 | 0 | -4 | 4 | 0 | -4 | 0 | 0 | 0 | 0 | 0
12 | 6 | 17 | 0 | 0 | -6 | 5 | 0 | -6 | 0 | 0 | 0 | 0 | 0
12 | 6 | 18 | 0 | 0 | -7 | 5 | 0 | -7 | 0 | 0 | 0 | 0 | 0
12 | 6 | 19 | 0 | 0 | -8 | 4 | 0 | -8 | 0 | 0 | 0 | 0 | 0
12 | 6 | 20 | 0 | 0 | -9 | 4 | 0 | -9 | 0 | 0 | 0 | 0 | 0
12 | 6 | 21 | 0 | 0 | -10 | 4 | 0 | -10 | 0 | 0 | 0 | 0 | 0
12 | 6 | 22 | 0 | 0 | -11 | 4 | 0 | -11 | 0 | 0 | 0 | 0 | 0
12 | 6 | 23 | 0 | 0 | -12 | 4 | 0 | -12 | 0 | 0 | 0 | 0 | 0
12 | 7 | 0 | 0 | 0 | -13 | 4 | 0 | -13 | 0 | 0 | 0 | 0 | 0
12 | 7 | 1 | 0 | 0 | -13 | 3 | 0 | -13 | 0 | 0 | 0 | 0 | 0
12 | 7 | 2 | 0 | 0 | -14 | 3 | 0 | -14 | 0 | 0 | 0 | 0 | 0
12 | 7 | 3 | 0 | 0 | -15 | 3 | 0 | -15 | 0 | 0 | 0 | 0 | 0
12 | 7 | 4 | 0 | 0 | -15 | 3 | 0 | -15 | 0 | 0 | 0 | 0 | 0
12 | 7 | 5 | 0 | 0 | -15 | 3 | 0 | -15 | 0 | 0 | 0 | 0 | 0
12 | 7 | 6 | 0 | 0 | -16 | 3 | 0 | -16 | 0 | 0 | 0 | 0 | 0
12 | 7 | 7 | 0 | 11 | -16 | 3 | 10.411 | -17.769 | 73357.641 | 35632.691 | 34920.0372 | 36.9274 | 36.1889
12 | 7 | 8 | 361 | 76 | -15 | 2 | 258.965 | -9.66 | 1713441.625 | 1638582.25 | 1605810.605 | 1698.1216 | 1664.1592
12 | 7 | 9 | 0 | 85 | -14 | 2 | 81.971 | -12.843 | 568910.688 | 521443.781 | 511014.9054 | 540.3909 | 529.5831
12 | 7 | 10 | 191 | 201 | -13 | 2 | 361.593 | -4.44 | 2436199 | 2340524.25 | 2293713.765 | 2425.5693 | 2377.0579
12 | 7 | 11 | 876 | 122 | -12 | 1 | 821.57 | 14.482 | 5196217 | 4996000.5 | 4896080.49 | 5177.5347 | 5073.984
12 | 7 | 12 | 887 | 115 | -10 | 1 | 813.198 | 18.313 | 5074287.5 | 4879527.5 | 4781936.95 | 5056.8295 | 4955.6929
12 | 7 | 13 | 873 | 98 | -10 | 1 | 717.462 | 15.417 | 4501880.5 | 4331701.5 | 4245067.47 | 4489.0978 | 4399.3158
12 | 7 | 14 | 803 | 79 | -10 | 1 | 551.47 | 9.86 | 3476854 | 3346425.5 | 3279496.99 | 3468.0209 | 3398.6605
12 | 7 | 15 | 640 | 51 | -10 | 1 | 318.522 | 1.52 | 1969722.625 | 1887794 | 1850038.12 | 1956.3887 | 1917.2609
12 | 7 | 16 | 0 | 0 | -12 | 2 | 0 | -12 | 0 | 0 | 0 | 0 | 0
12 | 7 | 17 | 0 | 0 | -13 | 2 | 0 | -13 | 0 | 0 | 0 | 0 | 0
12 | 7 | 18 | 0 | 0 | -14 | 1 | 0 | -14 | 0 | 0 | 0 | 0 | 0
12 | 7 | 19 | 0 | 0 | -15 | 1 | 0 | -15 | 0 | 0 | 0 | 0 | 0
12 | 7 | 20 | 0 | 0 | -15 | 1 | 0 | -15 | 0 | 0 | 0 | 0 | 0
12 | 7 | 21 | 0 | 0 | -15 | 1 | 0 | -15 | 0 | 0 | 0 | 0 | 0
12 | 7 | 22 | 0 | 0 | -16 | 1 | 0 | -16 | 0 | 0 | 0 | 0 | 0
12 | 7 | 23 | 0 | 0 | -16 | 1 | 0 | -16 | 0 | 0 | 0 | 0 | 0
12 | 8 | 0 | 0 | 0 | -16 | 1 | 0 | -16 | 0 | 0 | 0 | 0 | 0
12 | 8 | 1 | 0 | 0 | -16 | 0 | 0 | -16 | 0 | 0 | 0 | 0 | 0
12 | 8 | 2 | 0 | 0 | -16 | 0 | 0 | -16 | 0 | 0 | 0 | 0 | 0
12 | 8 | 3 | 0 | 0 | -16 | 0 | 0 | -16 | 0 | 0 | 0 | 0 | 0
12 | 8 | 4 | 0 | 0 | -16 | 1 | 0 | -16 | 0 | 0 | 0 | 0 | 0
12 | 8 | 5 | 0 | 0 | -16 | 1 | 0 | -16 | 0 | 0 | 0 | 0 | 0
12 | 8 | 6 | 0 | 0 | -15 | 1 | 0 | -15 | 0 | 0 | 0 | 0 | 0
12 | 8 | 7 | 546 | 20 | -13 | 2 | 175.712 | -10.166 | 1023002.313 | 965484.563 | 946174.8717 | 1000.5663 | 980.555
12 | 8 | 8 | 862 | 42 | -10 | 2 | 437.741 | 1.013 | 2753737.5 | 2648056.5 | 2595095.37 | 2744.276 | 2689.3905
12 | 8 | 9 | 976 | 55 | -5 | 2 | 654.494 | 12.772 | 4104270.25 | 3950160.75 | 3871157.535 | 4093.6934 | 4011.8195
12 | 8 | 10 | 1024 | 63 | -1 | 1 | 801.652 | 25.486 | 4864278 | 4678735 | 4585160.3 | 4848.7411 | 4751.7662
12 | 8 | 11 | 1038 | 68 | 1 | 1 | 869.887 | 29.976 | 5210856.5 | 5009979.5 | 4909779.91 | 5192.0216 | 5088.1812
12 | 8 | 12 | 1029 | 68 | 3 | 1 | 853.819 | 31.653 | 5081743.5 | 4886652 | 4788918.96 | 5064.2129 | 4962.9287
12 | 8 | 13 | 997 | 63 | 4 | 2 | 756.325 | 25.456 | 4580664.5 | 4407203.5 | 4319059.43 | 4567.3432 | 4475.9964
12 | 8 | 14 | 920 | 55 | 3 | 2 | 582.566 | 19.627 | 3546622.75 | 3413662.25 | 3345389.005 | 3537.7008 | 3466.9467
12 | 8 | 15 | 485 | 47 | 0 | 1 | 254.754 | 9.242 | 1542098.625 | 1471774.625 | 1442339.1325 | 1525.2529 | 1494.7478
12 | 8 | 16 | 0 | 0 | -2 | 1 | 0 | -2 | 0 | 0 | 0 | 0 | 0
12 | 8 | 17 | 0 | 0 | -3 | 0 | 0 | -3 | 0 | 0 | 0 | 0 | 0
12 | 8 | 18 | 0 | 0 | -4 | 0 | 0 | -4 | 0 | 0 | 0 | 0 | 0
12 | 8 | 19 | 0 | 0 | -4 | 0 | 0 | -4 | 0 | 0 | 0 | 0 | 0
12 | 8 | 20 | 0 | 0 | -4 | 1 | 0 | -4 | 0 | 0 | 0 | 0 | 0
12 | 8 | 21 | 0 | 0 | -5 | 2 | 0 | -5 | 0 | 0 | 0 | 0 | 0
12 | 8 | 22 | 0 | 0 | -5 | 2 | 0 | -5 | 0 | 0 | 0 | 0 | 0
12 | 8 | 23 | 0 | 0 | -5 | 3 | 0 | -5 | 0 | 0 | 0 | 0 | 0
12 | 9 | 0 | 0 | 0 | -6 | 3 | 0 | -6 | 0 | 0 | 0 | 0 | 0
12 | 9 | 1 | 0 | 0 | -6 | 3 | 0 | -6 | 0 | 0 | 0 | 0 | 0
12 | 9 | 2 | 0 | 0 | -6 | 2 | 0 | -6 | 0 | 0 | 0 | 0 | 0
12 | 9 | 3 | 0 | 0 | -6 | 2 | 0 | -6 | 0 | 0 | 0 | 0 | 0
12 | 9 | 4 | 0 | 0 | -7 | 1 | 0 | -7 | 0 | 0 | 0 | 0 | 0
12 | 9 | 5 | 0 | 0 | -8 | 1 | 0 | -8 | 0 | 0 | 0 | 0 | 0
12 | 9 | 6 | 0 | 0 | -8 | 1 | 0 | -8 | 0 | 0 | 0 | 0 | 0
12 | 9 | 7 | 467 | 20 | -6 | 1 | 154.391 | -3.454 | 884003.125 | 829676.125 | 813082.6025 | 859.8232 | 842.6267
12 | 9 | 8 | 800 | 46 | -4 | 1 | 415.677 | 8.241 | 2555847.25 | 2456464 | 2407334.72 | 2545.7218 | 2494.8074
12 | 9 | 9 | 922 | 61 | -1 | 1 | 627.942 | 19.157 | 3853714.75 | 3709308.25 | 3635122.085 | 3844.0893 | 3767.2075
12 | 9 | 10 | 172 | 199 | 0 | 1 | 345.539 | 12.397 | 2203920 | 2115231.75 | 2072927.115 | 2192.0906 | 2148.2488
12 | 9 | 11 | 990 | 75 | 1 | 1 | 841.089 | 27.098 | 5090099 | 4894636 | 4796743.28 | 5072.487 | 4971.0373
12 | 9 | 12 | 982 | 75 | 2 | 1 | 826.657 | 29.827 | 4952516.5 | 4763129 | 4667866.42 | 4936.2016 | 4837.4776
12 | 9 | 13 | 950 | 69 | 3 | 0 | 731.651 | 34.147 | 4296800 | 4135012.25 | 4052312.005 | 4285.2617 | 4199.5564
12 | 9 | 14 | 877 | 59 | 2 | 0 | 567.147 | 27.426 | 3362119.25 | 3235799.25 | 3171083.265 | 3353.3749 | 3286.3074
12 | 9 | 15 | 721 | 40 | 0 | 0 | 335.976 | 16.544 | 1967610.5 | 1885741.5 | 1848026.67 | 1954.2616 | 1915.1764
12 | 9 | 16 | 0 | 0 | -1 | 0 | 0 | -1 | 0 | 0 | 0 | 0 | 0
12 | 9 | 17 | 0 | 0 | -2 | 1 | 0 | -2 | 0 | 0 | 0 | 0 | 0
12 | 9 | 18 | 0 | 0 | -2 | 1 | 0 | -2 | 0 | 0 | 0 | 0 | 0
12 | 9 | 19 | 0 | 0 | -2 | 2 | 0 | -2 | 0 | 0 | 0 | 0 | 0
12 | 9 | 20 | 0 | 0 | -2 | 2 | 0 | -2 | 0 | 0 | 0 | 0 | 0
12 | 9 | 21 | 0 | 0 | -2 | 3 | 0 | -2 | 0 | 0 | 0 | 0 | 0
12 | 9 | 22 | 0 | 0 | -2 | 3 | 0 | -2 | 0 | 0 | 0 | 0 | 0
12 | 9 | 23 | 0 | 0 | -2 | 2 | 0 | -2 | 0 | 0 | 0 | 0 | 0
12 | 10 | 0 | 0 | 0 | -3 | 2 | 0 | -3 | 0 | 0 | 0 | 0 | 0
12 | 10 | 1 | 0 | 0 | -3 | 2 | 0 | -3 | 0 | 0 | 0 | 0 | 0
12 | 10 | 2 | 0 | 0 | -4 | 2 | 0 | -4 | 0 | 0 | 0 | 0 | 0
12 | 10 | 3 | 0 | 0 | -4 | 2 | 0 | -4 | 0 | 0 | 0 | 0 | 0
12 | 10 | 4 | 0 | 0 | -5 | 2 | 0 | -5 | 0 | 0 | 0 | 0 | 0
12 | 10 | 5 | 0 | 0 | -5 | 2 | 0 | -5 | 0 | 0 | 0 | 0 | 0
12 | 10 | 6 | 0 | 0 | -5 | 2 | 0 | -5 | 0 | 0 | 0 | 0 | 0
12 | 10 | 7 | 462 | 19 | -3 | 2 | 151.177 | -0.927 | 856748.125 | 803035 | 786974.3 | 832.214 | 815.5697
12 | 10 | 8 | 798 | 42 | -1 | 3 | 406.219 | 7.655 | 2498397 | 2400803.75 | 2352787.675 | 2488.0391 | 2438.2783
12 | 10 | 9 | 920 | 55 | 2 | 2 | 617.644 | 18.403 | 3798488.25 | 3656176.25 | 3583052.725 | 3789.0267 | 3713.2462
12 | 10 | 10 | 973 | 64 | 4 | 1 | 764.005 | 28.868 | 4580115 | 4406677 | 4318543.46 | 4566.7976 | 4475.4616
12 | 10 | 11 | 977 | 76 | 5 | 1 | 831.439 | 32.398 | 4937461 | 4748732 | 4653757.36 | 4921.2815 | 4822.8558
12 | 10 | 12 | 975 | 75 | 6 | 0 | 820.824 | 39.626 | 4745871 | 4565423.5 | 4474115.03 | 4731.3123 | 4636.686
12 | 10 | 13 | 945 | 68 | 6 | 0 | 726.903 | 36.705 | 4229325.5 | 4070250.5 | 3988845.49 | 4218.1467 | 4133.7838
12 | 10 | 14 | 873 | 58 | 4 | 1 | 564.046 | 23.455 | 3390646.5 | 3263311.25 | 3198045.025 | 3381.8866 | 3314.2489
12 | 10 | 15 | 705 | 41 | 1 | 1 | 331.38 | 12.577 | 1968581.75 | 1886685.25 | 1848951.545 | 1955.2397 | 1916.1349
12 | 10 | 16 | 0 | 0 | 0 | 1 | 0 | 0 | 0 | 0 | 0 | 0 | 0
12 | 10 | 17 | 0 | 0 | 0 | 1 | 0 | 0 | 0 | 0 | 0 | 0 | 0
12 | 10 | 18 | 0 | 0 | 0 | 1 | 0 | 0 | 0 | 0 | 0 | 0 | 0
12 | 10 | 19 | 0 | 0 | -1 | 1 | 0 | -1 | 0 | 0 | 0 | 0 | 0
12 | 10 | 20 | 0 | 0 | -2 | 1 | 0 | -2 | 0 | 0 | 0 | 0 | 0
12 | 10 | 21 | 0 | 0 | -2 | 1 | 0 | -2 | 0 | 0 | 0 | 0 | 0
12 | 10 | 22 | 0 | 0 | -2 | 1 | 0 | -2 | 0 | 0 | 0 | 0 | 0
12 | 10 | 23 | 0 | 0 | -2 | 1 | 0 | -2 | 0 | 0 | 0 | 0 | 0
12 | 11 | 0 | 0 | 0 | -3 | 1 | 0 | -3 | 0 | 0 | 0 | 0 | 0
12 | 11 | 1 | 0 | 0 | -3 | 1 | 0 | -3 | 0 | 0 | 0 | 0 | 0
12 | 11 | 2 | 0 | 0 | -3 | 1 | 0 | -3 | 0 | 0 | 0 | 0 | 0
12 | 11 | 3 | 0 | 0 | -3 | 2 | 0 | -3 | 0 | 0 | 0 | 0 | 0
12 | 11 | 4 | 0 | 0 | -3 | 2 | 0 | -3 | 0 | 0 | 0 | 0 | 0
12 | 11 | 5 | 0 | 0 | -3 | 2 | 0 | -3 | 0 | 0 | 0 | 0 | 0
12 | 11 | 6 | 0 | 0 | -3 | 2 | 0 | -3 | 0 | 0 | 0 | 0 | 0
12 | 11 | 7 | 460 | 18 | -1 | 2 | 148.748 | 1.004 | 835652.125 | 782411.438 | 766763.2092 | 810.8411 | 794.6242
12 | 11 | 8 | 796 | 41 | 1 | 2 | 402.477 | 10.686 | 2448439.75 | 2352389 | 2305341.22 | 2437.8652 | 2389.1079
12 | 11 | 9 | 916 | 54 | 4 | 1 | 612.384 | 23.361 | 3701199.5 | 3562539 | 3491288.22 | 3691.9871 | 3618.1473
12 | 11 | 10 | 968 | 63 | 7 | 1 | 757.863 | 31.472 | 4500808.5 | 4330674 | 4244060.52 | 4488.033 | 4398.2723
12 | 11 | 11 | 978 | 72 | 8 | 2 | 826.318 | 30.744 | 4935808 | 4747151.5 | 4652208.47 | 4919.6435 | 4821.2507
12 | 11 | 12 | 972 | 72 | 9 | 2 | 814.404 | 31.604 | 4847823.5 | 4662993 | 4569733.14 | 4832.4271 | 4735.7785
12 | 11 | 13 | 938 | 67 | 8 | 2 | 720.882 | 28.22 | 4324106.5 | 4161214.25 | 4077989.965 | 4312.4157 | 4226.1674
12 | 11 | 14 | 852 | 61 | 6 | 1 | 556.207 | 25.076 | 3325667.25 | 3200638.25 | 3136625.485 | 3316.9363 | 3250.5976
12 | 11 | 15 | 680 | 43 | 2 | 1 | 324.333 | 13.277 | 1924753.75 | 1844090.25 | 1807208.445 | 1911.0969 | 1872.875
12 | 11 | 16 | 0 | 0 | 0 | 1 | 0 | 0 | 0 | 0 | 0 | 0 | 0
12 | 11 | 17 | 0 | 0 | 0 | 0 | 0 | 0 | 0 | 0 | 0 | 0 | 0
12 | 11 | 18 | 0 | 0 | 0 | 0 | 0 | 0 | 0 | 0 | 0 | 0 | 0
12 | 11 | 19 | 0 | 0 | 0 | 0 | 0 | 0 | 0 | 0 | 0 | 0 | 0
12 | 11 | 20 | 0 | 0 | 0 | 1 | 0 | 0 | 0 | 0 | 0 | 0 | 0
12 | 11 | 21 | 0 | 0 | 0 | 1 | 0 | 0 | 0 | 0 | 0 | 0 | 0
12 | 11 | 22 | 0 | 0 | 0 | 1 | 0 | 0 | 0 | 0 | 0 | 0 | 0
12 | 11 | 23 | 0 | 0 | 0 | 1 | 0 | 0 | 0 | 0 | 0 | 0 | 0
12 | 12 | 0 | 0 | 0 | 0 | 0 | 0 | 0 | 0 | 0 | 0 | 0 | 0
12 | 12 | 1 | 0 | 0 | 1 | 0 | 0 | 1 | 0 | 0 | 0 | 0 | 0
12 | 12 | 2 | 0 | 0 | 0 | 0 | 0 | 0 | 0 | 0 | 0 | 0 | 0
12 | 12 | 3 | 0 | 0 | 0 | 0 | 0 | 0 | 0 | 0 | 0 | 0 | 0
12 | 12 | 4 | 0 | 0 | 0 | 0 | 0 | 0 | 0 | 0 | 0 | 0 | 0
12 | 12 | 5 | 0 | 0 | 0 | 0 | 0 | 0 | 0 | 0 | 0 | 0 | 0
12 | 12 | 6 | 0 | 0 | 0 | 0 | 0 | 0 | 0 | 0 | 0 | 0 | 0
12 | 12 | 7 | 367 | 20 | 0 | 0 | 126.682 | 1.901 | 717561 | 666922.25 | 653583.805 | 691.1555 | 677.3324
12 | 12 | 8 | 726 | 48 | 1 | 0 | 380.805 | 15.255 | 2284987.25 | 2193892.5 | 2150014.65 | 2273.6096 | 2228.1374
12 | 12 | 9 | 855 | 66 | 4 | 1 | 593.088 | 22.675 | 3595039 | 3460306.75 | 3391100.615 | 3586.0401 | 3514.3193
12 | 12 | 10 | 752 | 85 | 6 | 2 | 637.147 | 23.404 | 3895460 | 3749459.5 | 3674470.31 | 3885.6995 | 3807.9855
12 | 12 | 11 | 798 | 87 | 7 | 2 | 714.045 | 26.515 | 4330716.5 | 4167556.25 | 4084205.125 | 4318.9882 | 4232.6084
12 | 12 | 12 | 699 | 111 | 7 | 2 | 666.314 | 25.525 | 4055443 | 3903250 | 3825185 | 4045.0781 | 3964.1766
12 | 12 | 13 | 645 | 104 | 6 | 1 | 573.967 | 25.352 | 3482646.5 | 3352008.75 | 3284968.575 | 3473.807 | 3404.3309
12 | 12 | 14 | 451 | 103 | 4 | 1 | 381.476 | 17.101 | 2357931 | 2264641.75 | 2219348.915 | 2346.9296 | 2299.991
12 | 12 | 15 | 267 | 62 | 2 | 1 | 187.015 | 7.859 | 1157321.125 | 1096624.375 | 1074691.8875 | 1136.4712 | 1113.7418
12 | 12 | 16 | 0 | 0 | 1 | 1 | 0 | 1 | 0 | 0 | 0 | 0 | 0
12 | 12 | 17 | 0 | 0 | 1 | 0 | 0 | 1 | 0 | 0 | 0 | 0 | 0
12 | 12 | 18 | 0 | 0 | 0 | 0 | 0 | 0 | 0 | 0 | 0 | 0 | 0
12 | 12 | 19 | 0 | 0 | 0 | 0 | 0 | 0 | 0 | 0 | 0 | 0 | 0
12 | 12 | 20 | 0 | 0 | 0 | 0 | 0 | 0 | 0 | 0 | 0 | 0 | 0
12 | 12 | 21 | 0 | 0 | 0 | 0 | 0 | 0 | 0 | 0 | 0 | 0 | 0
12 | 12 | 22 | 0 | 0 | 0 | 1 | 0 | 0 | 0 | 0 | 0 | 0 | 0
12 | 12 | 23 | 0 | 0 | 0 | 1 | 0 | 0 | 0 | 0 | 0 | 0 | 0
12 | 13 | 0 | 0 | 0 | 0 | 1 | 0 | 0 | 0 | 0 | 0 | 0 | 0
12 | 13 | 1 | 0 | 0 | 0 | 1 | 0 | 0 | 0 | 0 | 0 | 0 | 0
12 | 13 | 2 | 0 | 0 | 0 | 2 | 0 | 0 | 0 | 0 | 0 | 0 | 0
12 | 13 | 3 | 0 | 0 | 0 | 2 | 0 | 0 | 0 | 0 | 0 | 0 | 0
12 | 13 | 4 | 0 | 0 | 0 | 2 | 0 | 0 | 0 | 0 | 0 | 0 | 0
12 | 13 | 5 | 0 | 0 | 0 | 2 | 0 | 0 | 0 | 0 | 0 | 0 | 0
12 | 13 | 6 | 0 | 0 | 0 | 2 | 0 | 0 | 0 | 0 | 0 | 0 | 0
12 | 13 | 7 | 339 | 19 | 1 | 3 | 117.947 | 2.025 | 668471.875 | 618893.25 | 606515.385 | 641.3813 | 628.5537
12 | 13 | 8 | 699 | 45 | 3 | 4 | 364.466 | 9.719 | 2226128.5 | 2136784.25 | 2094048.565 | 2214.4262 | 2170.1377
12 | 13 | 9 | 843 | 58 | 5 | 5 | 575.232 | 15.462 | 3572304.25 | 3438405.25 | 3369637.145 | 3563.3428 | 3492.076
12 | 13 | 10 | 915 | 65 | 7 | 7 | 720.86 | 18.055 | 4486237 | 4316706 | 4230371.88 | 4473.5574 | 4384.0863
12 | 13 | 11 | 946 | 66 | 7 | 8 | 793.239 | 18.329 | 4947716 | 4758538.5 | 4663367.73 | 4931.4443 | 4832.8154
12 | 13 | 12 | 936 | 67 | 7 | 8 | 780.749 | 18.209 | 4870198.5 | 4684398.5 | 4590710.53 | 4854.6103 | 4757.5181
12 | 13 | 13 | 885 | 68 | 7 | 7 | 691.151 | 17.799 | 4299411.5 | 4137518.25 | 4054767.885 | 4287.8587 | 4202.1015
12 | 13 | 14 | 811 | 58 | 6 | 6 | 530.86 | 15.003 | 3286680 | 3163024 | 3099763.52 | 3277.9553 | 3212.3962
12 | 13 | 15 | 652 | 41 | 3 | 4 | 312.651 | 9.472 | 1880867.875 | 1801429 | 1765400.42 | 1866.8855 | 1829.5478
12 | 13 | 16 | 0 | 0 | 1 | 2 | 0 | 1 | 0 | 0 | 0 | 0 | 0
12 | 13 | 17 | 0 | 0 | 0 | 2 | 0 | 0 | 0 | 0 | 0 | 0 | 0
12 | 13 | 18 | 0 | 0 | 0 | 2 | 0 | 0 | 0 | 0 | 0 | 0 | 0
12 | 13 | 19 | 0 | 0 | -1 | 2 | 0 | -1 | 0 | 0 | 0 | 0 | 0
12 | 13 | 20 | 0 | 0 | -1 | 2 | 0 | -1 | 0 | 0 | 0 | 0 | 0
12 | 13 | 21 | 0 | 0 | -2 | 1 | 0 | -2 | 0 | 0 | 0 | 0 | 0
12 | 13 | 22 | 0 | 0 | -2 | 1 | 0 | -2 | 0 | 0 | 0 | 0 | 0
12 | 13 | 23 | 0 | 0 | -2 | 1 | 0 | -2 | 0 | 0 | 0 | 0 | 0
12 | 14 | 0 | 0 | 0 | -3 | 2 | 0 | -3 | 0 | 0 | 0 | 0 | 0
12 | 14 | 1 | 0 | 0 | -3 | 3 | 0 | -3 | 0 | 0 | 0 | 0 | 0
12 | 14 | 2 | 0 | 0 | -4 | 3 | 0 | -4 | 0 | 0 | 0 | 0 | 0
12 | 14 | 3 | 0 | 0 | -4 | 3 | 0 | -4 | 0 | 0 | 0 | 0 | 0
12 | 14 | 4 | 0 | 0 | -5 | 2 | 0 | -5 | 0 | 0 | 0 | 0 | 0
12 | 14 | 5 | 0 | 0 | -5 | 2 | 0 | -5 | 0 | 0 | 0 | 0 | 0
12 | 14 | 6 | 0 | 0 | -6 | 2 | 0 | -6 | 0 | 0 | 0 | 0 | 0
12 | 14 | 7 | 413 | 18 | -4 | 3 | 135.58 | -2.539 | 771634 | 719812.813 | 705416.5567 | 745.9679 | 731.0485
12 | 14 | 8 | 796 | 40 | -2 | 4 | 396.635 | 5.469 | 2449139 | 2353066.75 | 2306005.415 | 2438.5676 | 2389.7962
12 | 14 | 9 | 933 | 49 | 0 | 4 | 611.455 | 12.806 | 3827564.75 | 3684152 | 3610468.96 | 3818.019 | 3741.6586
12 | 14 | 10 | 993 | 54 | 0 | 3 | 760.191 | 18.447 | 4723111.5 | 4543634.5 | 4452761.81 | 4708.7316 | 4614.5569
12 | 14 | 11 | 1011 | 58 | 1 | 3 | 831.121 | 21.473 | 5127506.5 | 4930374.5 | 4831767.01 | 5109.5241 | 5007.3336
12 | 14 | 12 | 1007 | 57 | 2 | 3 | 820.659 | 22.367 | 5045603.5 | 4852116 | 4755073.68 | 5028.422 | 4927.8536
12 | 14 | 13 | 977 | 54 | 2 | 3 | 731.403 | 20.237 | 4510034.5 | 4339517 | 4252726.66 | 4497.1973 | 4407.2533
12 | 14 | 14 | 909 | 47 | 1 | 2 | 568.81 | 17.255 | 3491159.75 | 3360214.25 | 3293009.965 | 3482.3107 | 3412.6645
12 | 14 | 15 | 754 | 35 | -1 | 2 | 344.493 | 8.658 | 2071026.375 | 1986208.875 | 1946484.6975 | 2058.3796 | 2017.212
12 | 14 | 16 | 0 | 0 | -3 | 2 | 0 | -3 | 0 | 0 | 0 | 0 | 0
12 | 14 | 17 | 0 | 0 | -4 | 2 | 0 | -4 | 0 | 0 | 0 | 0 | 0
12 | 14 | 18 | 0 | 0 | -5 | 3 | 0 | -5 | 0 | 0 | 0 | 0 | 0
12 | 14 | 19 | 0 | 0 | -5 | 3 | 0 | -5 | 0 | 0 | 0 | 0 | 0
12 | 14 | 20 | 0 | 0 | -6 | 3 | 0 | -6 | 0 | 0 | 0 | 0 | 0
12 | 14 | 21 | 0 | 0 | -6 | 3 | 0 | -6 | 0 | 0 | 0 | 0 | 0
12 | 14 | 22 | 0 | 0 | -7 | 3 | 0 | -7 | 0 | 0 | 0 | 0 | 0
12 | 14 | 23 | 0 | 0 | -7 | 3 | 0 | -7 | 0 | 0 | 0 | 0 | 0
12 | 15 | 0 | 0 | 0 | -7 | 3 | 0 | -7 | 0 | 0 | 0 | 0 | 0
12 | 15 | 1 | 0 | 0 | -8 | 3 | 0 | -8 | 0 | 0 | 0 | 0 | 0
12 | 15 | 2 | 0 | 0 | -8 | 3 | 0 | -8 | 0 | 0 | 0 | 0 | 0
12 | 15 | 3 | 0 | 0 | -8 | 3 | 0 | -8 | 0 | 0 | 0 | 0 | 0
12 | 15 | 4 | 0 | 0 | -8 | 3 | 0 | -8 | 0 | 0 | 0 | 0 | 0
12 | 15 | 5 | 0 | 0 | -9 | 3 | 0 | -9 | 0 | 0 | 0 | 0 | 0
12 | 15 | 6 | 0 | 0 | -9 | 3 | 0 | -9 | 0 | 0 | 0 | 0 | 0
12 | 15 | 7 | 0 | 39 | -8 | 3 | 45.134 | -8.863 | 309393.031 | 267187.563 | 261843.8117 | 276.8961 | 271.3581
12 | 15 | 8 | 821 | 37 | -5 | 3 | 401.992 | 3.307 | 2495940 | 2398422.75 | 2350454.295 | 2485.5716 | 2435.8602
12 | 15 | 9 | 943 | 47 | -2 | 2 | 613.314 | 14.417 | 3817128.75 | 3674111.5 | 3600629.27 | 3807.6137 | 3731.4614
12 | 15 | 10 | 995 | 52 | 0 | 1 | 757.898 | 24.939 | 4603722 | 4429294.5 | 4340708.61 | 4590.2369 | 4498.4322
12 | 15 | 11 | 1008 | 58 | 0 | 1 | 828.153 | 27.657 | 4999777 | 4808313.5 | 4712147.23 | 4983.0279 | 4883.3674
12 | 15 | 12 | 999 | 59 | 1 | 0 | 816.996 | 34.976 | 4803481 | 4620563.5 | 4528152.23 | 4788.4558 | 4692.6867
12 | 15 | 13 | 962 | 58 | 1 | 0 | 726.509 | 32.128 | 4296933.5 | 4135140.25 | 4052437.445 | 4285.3943 | 4199.6864
12 | 15 | 14 | 886 | 51 | 1 | 0 | 561.684 | 26.291 | 3342683.5 | 3217052.5 | 3152711.45 | 3333.947 | 3267.2681
12 | 15 | 15 | 722 | 38 | -1 | 0 | 338.278 | 15.64 | 1991121.25 | 1908586.875 | 1870415.1375 | 1977.9371 | 1938.3784
12 | 15 | 16 | 0 | 0 | -3 | 1 | 0 | -3 | 0 | 0 | 0 | 0 | 0
12 | 15 | 17 | 0 | 0 | -4 | 1 | 0 | -4 | 0 | 0 | 0 | 0 | 0
12 | 15 | 18 | 0 | 0 | -4 | 1 | 0 | -4 | 0 | 0 | 0 | 0 | 0
12 | 15 | 19 | 0 | 0 | -5 | 1 | 0 | -5 | 0 | 0 | 0 | 0 | 0
12 | 15 | 20 | 0 | 0 | -5 | 0 | 0 | -5 | 0 | 0 | 0 | 0 | 0
12 | 15 | 21 | 0 | 0 | -6 | 0 | 0 | -6 | 0 | 0 | 0 | 0 | 0
12 | 15 | 22 | 0 | 0 | -6 | 0 | 0 | -6 | 0 | 0 | 0 | 0 | 0
12 | 15 | 23 | 0 | 0 | -7 | 1 | 0 | -7 | 0 | 0 | 0 | 0 | 0
12 | 16 | 0 | 0 | 0 | -8 | 1 | 0 | -8 | 0 | 0 | 0 | 0 | 0
12 | 16 | 1 | 0 | 0 | -9 | 2 | 0 | -9 | 0 | 0 | 0 | 0 | 0
12 | 16 | 2 | 0 | 0 | -9 | 1 | 0 | -9 | 0 | 0 | 0 | 0 | 0
12 | 16 | 3 | 0 | 0 | -10 | 1 | 0 | -10 | 0 | 0 | 0 | 0 | 0
12 | 16 | 4 | 0 | 0 | -10 | 1 | 0 | -10 | 0 | 0 | 0 | 0 | 0
12 | 16 | 5 | 0 | 0 | -11 | 1 | 0 | -11 | 0 | 0 | 0 | 0 | 0
12 | 16 | 6 | 0 | 0 | -11 | 1 | 0 | -11 | 0 | 0 | 0 | 0 | 0
12 | 16 | 7 | 0 | 23 | -10 | 1 | 22.763 | -12.174 | 157658.891 | 118367.039 | 115999.6982 | 122.668 | 120.2147
12 | 16 | 8 | 253 | 76 | -8 | 2 | 200.431 | -4.394 | 1305491.125 | 1241178.625 | 1216355.0525 | 1286.278 | 1260.5524
12 | 16 | 9 | 256 | 139 | -6 | 2 | 314.239 | 1.535 | 2060928.875 | 1976401.75 | 1936873.715 | 2048.2161 | 2007.2518
12 | 16 | 10 | 254 | 188 | -5 | 2 | 397.67 | 5.287 | 2593744.25 | 2493170.5 | 2443307.09 | 2583.7621 | 2532.0869
12 | 16 | 11 | 31 | 189 | -4 | 1 | 224.536 | 3.315 | 1479590.625 | 1410883.125 | 1382665.4625 | 1462.1488 | 1432.9059
12 | 16 | 12 | 61 | 204 | -3 | 1 | 264.914 | 4.644 | 1737287.875 | 1661785.125 | 1628549.4225 | 1722.1676 | 1687.7242
12 | 16 | 13 | 0 | 130 | -3 | 1 | 128.501 | 0.259 | 855738.313 | 802047.875 | 786006.9175 | 831.191 | 814.5672
12 | 16 | 14 | 15 | 117 | -3 | 2 | 126.379 | -1.137 | 843832.625 | 790409 | 774600.82 | 819.1292 | 802.7466
12 | 16 | 15 | 191 | 67 | -4 | 2 | 158.14 | -1.227 | 1016394.25 | 959030.5 | 939849.89 | 993.8777 | 974.0002
12 | 16 | 16 | 0 | 0 | -5 | 2 | 0 | -5 | 0 | 0 | 0 | 0 | 0
12 | 16 | 17 | 0 | 0 | -6 | 2 | 0 | -6 | 0 | 0 | 0 | 0 | 0
12 | 16 | 18 | 0 | 0 | -7 | 1 | 0 | -7 | 0 | 0 | 0 | 0 | 0
12 | 16 | 19 | 0 | 0 | -7 | 1 | 0 | -7 | 0 | 0 | 0 | 0 | 0
12 | 16 | 20 | 0 | 0 | -7 | 1 | 0 | -7 | 0 | 0 | 0 | 0 | 0
12 | 16 | 21 | 0 | 0 | -8 | 1 | 0 | -8 | 0 | 0 | 0 | 0 | 0
12 | 16 | 22 | 0 | 0 | -8 | 0 | 0 | -8 | 0 | 0 | 0 | 0 | 0
12 | 16 | 23 | 0 | 0 | -9 | 0 | 0 | -9 | 0 | 0 | 0 | 0 | 0
12 | 17 | 0 | 0 | 0 | -10 | 0 | 0 | -10 | 0 | 0 | 0 | 0 | 0
12 | 17 | 1 | 0 | 0 | -10 | 0 | 0 | -10 | 0 | 0 | 0 | 0 | 0
12 | 17 | 2 | 0 | 0 | -11 | 0 | 0 | -11 | 0 | 0 | 0 | 0 | 0
12 | 17 | 3 | 0 | 0 | -11 | 0 | 0 | -11 | 0 | 0 | 0 | 0 | 0
12 | 17 | 4 | 0 | 0 | -11 | 0 | 0 | -11 | 0 | 0 | 0 | 0 | 0
12 | 17 | 5 | 0 | 0 | -11 | 0 | 0 | -11 | 0 | 0 | 0 | 0 | 0
12 | 17 | 6 | 0 | 0 | -11 | 0 | 0 | -11 | 0 | 0 | 0 | 0 | 0
12 | 17 | 7 | 0 | 16 | -10 | 0 | 15.164 | -14.066 | 105645.336 | 67324.633 | 65978.1403 | 69.7709 | 68.3755
12 | 17 | 8 | 671 | 49 | -9 | 0 | 351.601 | 3.311 | 2190039 | 2101759.5 | 2059724.31 | 2178.1288 | 2134.5663
12 | 17 | 9 | 490 | 106 | -7 | 1 | 419.455 | 6.56 | 2692759.5 | 2589040.75 | 2537259.935 | 2683.1159 | 2629.4536
12 | 17 | 10 | 423 | 161 | -5 | 2 | 491.743 | 8.278 | 3170852.75 | 3051229.25 | 2990204.665 | 3162.0984 | 3098.8565
12 | 17 | 11 | 388 | 191 | -4 | 2 | 513.968 | 10.115 | 3302274.5 | 3178070.25 | 3114508.845 | 3293.5483 | 3227.6773
12 | 17 | 12 | 907 | 77 | -3 | 2 | 776.236 | 18.197 | 4842786 | 4658173 | 4565009.54 | 4827.4319 | 4730.8833
12 | 17 | 13 | 286 | 176 | -2 | 2 | 401.405 | 10.001 | 2575011.75 | 2475027.25 | 2425526.705 | 2564.9596 | 2513.6604
12 | 17 | 14 | 813 | 60 | -2 | 2 | 536.803 | 12.347 | 3355287.25 | 3229209.75 | 3164625.555 | 3346.546 | 3279.6151
12 | 17 | 15 | 650 | 43 | -4 | 3 | 317.057 | 3.581 | 1949549.75 | 1868189.875 | 1830826.0775 | 1936.0722 | 1897.3508
12 | 17 | 16 | 0 | 0 | -7 | 2 | 0 | -7 | 0 | 0 | 0 | 0 | 0
12 | 17 | 17 | 0 | 0 | -8 | 2 | 0 | -8 | 0 | 0 | 0 | 0 | 0
12 | 17 | 18 | 0 | 0 | -9 | 2 | 0 | -9 | 0 | 0 | 0 | 0 | 0
12 | 17 | 19 | 0 | 0 | -10 | 2 | 0 | -10 | 0 | 0 | 0 | 0 | 0
12 | 17 | 20 | 0 | 0 | -10 | 1 | 0 | -10 | 0 | 0 | 0 | 0 | 0
12 | 17 | 21 | 0 | 0 | -11 | 1 | 0 | -11 | 0 | 0 | 0 | 0 | 0
12 | 17 | 22 | 0 | 0 | -11 | 0 | 0 | -11 | 0 | 0 | 0 | 0 | 0
12 | 17 | 23 | 0 | 0 | -11 | 0 | 0 | -11 | 0 | 0 | 0 | 0 | 0
12 | 18 | 0 | 0 | 0 | -11 | 0 | 0 | -11 | 0 | 0 | 0 | 0 | 0
12 | 18 | 1 | 0 | 0 | -11 | 0 | 0 | -11 | 0 | 0 | 0 | 0 | 0
12 | 18 | 2 | 0 | 0 | -11 | 0 | 0 | -11 | 0 | 0 | 0 | 0 | 0
12 | 18 | 3 | 0 | 0 | -11 | 1 | 0 | -11 | 0 | 0 | 0 | 0 | 0
12 | 18 | 4 | 0 | 0 | -11 | 1 | 0 | -11 | 0 | 0 | 0 | 0 | 0
12 | 18 | 5 | 0 | 0 | -12 | 1 | 0 | -12 | 0 | 0 | 0 | 0 | 0
12 | 18 | 6 | 0 | 0 | -12 | 1 | 0 | -12 | 0 | 0 | 0 | 0 | 0
12 | 18 | 7 | 0 | 3 | -11 | 1 | 2.835 | -13.905 | 19737.641 | 0 | 0 | 0 | 0
12 | 18 | 8 | 0 | 19 | -9 | 1 | 17.99 | -11.341 | 124279.789 | 85612.781 | 83900.5254 | 88.7236 | 86.9491
12 | 18 | 9 | 0 | 44 | -7 | 1 | 41.738 | -8.375 | 285677 | 243934.844 | 239056.1471 | 252.7984 | 247.7425
12 | 18 | 10 | 0 | 68 | -4 | 2 | 64.589 | -4.278 | 436409.781 | 391673.031 | 383839.5704 | 405.9048 | 397.7867
12 | 18 | 11 | 0 | 92 | -2 | 2 | 87.945 | -1.5 | 588979.438 | 541091 | 530269.18 | 560.752 | 549.537
12 | 18 | 12 | 0 | 106 | 0 | 2 | 102.242 | 1.011 | 679216.625 | 629407.063 | 616818.9217 | 652.2771 | 639.2316
12 | 18 | 13 | 0 | 68 | 0 | 2 | 64.588 | -0.018 | 430499.969 | 385882.844 | 378165.1871 | 399.9042 | 391.9062
12 | 18 | 14 | 0 | 43 | 0 | 3 | 40.786 | -0.747 | 272490.438 | 231004.609 | 226384.5168 | 239.3984 | 234.6104
12 | 18 | 15 | 0 | 31 | -2 | 3 | 29.388 | -3.12 | 197838.875 | 157787.172 | 154631.4286 | 163.5205 | 160.2501
12 | 18 | 16 | 0 | 0 | -5 | 2 | 0 | -5 | 0 | 0 | 0 | 0 | 0
12 | 18 | 17 | 0 | 0 | -7 | 2 | 0 | -7 | 0 | 0 | 0 | 0 | 0
12 | 18 | 18 | 0 | 0 | -8 | 1 | 0 | -8 | 0 | 0 | 0 | 0 | 0
12 | 18 | 19 | 0 | 0 | -9 | 1 | 0 | -9 | 0 | 0 | 0 | 0 | 0
12 | 18 | 20 | 0 | 0 | -9 | 1 | 0 | -9 | 0 | 0 | 0 | 0 | 0
12 | 18 | 21 | 0 | 0 | -9 | 1 | 0 | -9 | 0 | 0 | 0 | 0 | 0
12 | 18 | 22 | 0 | 0 | -10 | 0 | 0 | -10 | 0 | 0 | 0 | 0 | 0
12 | 18 | 23 | 0 | 0 | -10 | 0 | 0 | -10 | 0 | 0 | 0 | 0 | 0
12 | 19 | 0 | 0 | 0 | -10 | 0 | 0 | -10 | 0 | 0 | 0 | 0 | 0
12 | 19 | 1 | 0 | 0 | -10 | 0 | 0 | -10 | 0 | 0 | 0 | 0 | 0
12 | 19 | 2 | 0 | 0 | -10 | 0 | 0 | -10 | 0 | 0 | 0 | 0 | 0
12 | 19 | 3 | 0 | 0 | -9 | 1 | 0 | -9 | 0 | 0 | 0 | 0 | 0
12 | 19 | 4 | 0 | 0 | -9 | 0 | 0 | -9 | 0 | 0 | 0 | 0 | 0
12 | 19 | 5 | 0 | 0 | -9 | 0 | 0 | -9 | 0 | 0 | 0 | 0 | 0
12 | 19 | 6 | 0 | 0 | -8 | 0 | 0 | -8 | 0 | 0 | 0 | 0 | 0
12 | 19 | 7 | 278 | 17 | -6 | 0 | 97.711 | -6.024 | 568036.125 | 520587.5 | 510175.75 | 539.5035 | 528.7134
12 | 19 | 8 | 0 | 13 | -3 | 1 | 12.302 | -4.881 | 83281.938 | 45374.449 | 44466.96 | 47.0232 | 46.0827
12 | 19 | 9 | 198 | 141 | 0 | 1 | 274.352 | 6.69 | 1771196.5 | 1694773.875 | 1660878.3975 | 1756.355 | 1721.2279
12 | 19 | 10 | 114 | 191 | 2 | 1 | 294.754 | 10.803 | 1891003.375 | 1811282.5 | 1775056.85 | 1877.0971 | 1839.5551
12 | 19 | 11 | 933 | 76 | 5 | 1 | 792.403 | 29.184 | 4758569 | 4577578 | 4486026.44 | 4743.9084 | 4649.0303
12 | 19 | 12 | 336 | 198 | 6 | 1 | 482.14 | 23.184 | 2963548.75 | 2850968 | 2793948.64 | 2954.5605 | 2895.4693
12 | 19 | 13 | 611 | 113 | 6 | 0 | 562.649 | 29.258 | 3368671.5 | 3242118.75 | 3177276.375 | 3359.9241 | 3292.7256
12 | 19 | 14 | 391 | 112 | 5 | 0 | 360.936 | 22.079 | 2197700.75 | 2109195.5 | 2067011.59 | 2185.835 | 2142.1183
12 | 19 | 15 | 664 | 43 | 2 | 0 | 324.461 | 16.272 | 1914298.25 | 1833927.375 | 1797248.8275 | 1900.5648 | 1862.5535
12 | 19 | 16 | 0 | 14 | 0 | 0 | 13.268 | 1.828 | 87909.82 | 49917.039 | 48918.6982 | 51.7308 | 50.6962
12 | 19 | 17 | 0 | 0 | 0 | 0 | 0 | 0 | 0 | 0 | 0 | 0 | 0
12 | 19 | 18 | 0 | 0 | 0 | 0 | 0 | 0 | 0 | 0 | 0 | 0 | 0
12 | 19 | 19 | 0 | 0 | 0 | 1 | 0 | 0 | 0 | 0 | 0 | 0 | 0
12 | 19 | 20 | 0 | 0 | 0 | 1 | 0 | 0 | 0 | 0 | 0 | 0 | 0
12 | 19 | 21 | 0 | 0 | 0 | 1 | 0 | 0 | 0 | 0 | 0 | 0 | 0
12 | 19 | 22 | 0 | 0 | -1 | 0 | 0 | -1 | 0 | 0 | 0 | 0 | 0
12 | 19 | 23 | 0 | 0 | -1 | 0 | 0 | -1 | 0 | 0 | 0 | 0 | 0
12 | 20 | 0 | 0 | 0 | -1 | 0 | 0 | -1 | 0 | 0 | 0 | 0 | 0
12 | 20 | 1 | 0 | 0 | -2 | 0 | 0 | -2 | 0 | 0 | 0 | 0 | 0
12 | 20 | 2 | 0 | 0 | -2 | 0 | 0 | -2 | 0 | 0 | 0 | 0 | 0
12 | 20 | 3 | 0 | 0 | -2 | 0 | 0 | -2 | 0 | 0 | 0 | 0 | 0
12 | 20 | 4 | 0 | 0 | -3 | 0 | 0 | -3 | 0 | 0 | 0 | 0 | 0
12 | 20 | 5 | 0 | 0 | -3 | 1 | 0 | -3 | 0 | 0 | 0 | 0 | 0
12 | 20 | 6 | 0 | 0 | -2 | 1 | 0 | -2 | 0 | 0 | 0 | 0 | 0
12 | 20 | 7 | 0 | 16 | -1 | 1 | 15.166 | -3.276 | 102144.32 | 63888.48 | 62610.7104 | 66.2099 | 64.8857
12 | 20 | 8 | 300 | 70 | 1 | 1 | 218.024 | 5.8 | 1367907.125 | 1302037.125 | 1275996.3825 | 1349.3478 | 1322.3609
12 | 20 | 9 | 229 | 142 | 3 | 2 | 301.181 | 10.109 | 1921357.25 | 1840788.875 | 1803973.0975 | 1907.6756 | 1869.5221
12 | 20 | 10 | 682 | 104 | 5 | 1 | 607.932 | 23.696 | 3712815.5 | 3573721.75 | 3502247.315 | 3703.5762 | 3629.5046
12 | 20 | 11 | 721 | 105 | 7 | 0 | 677.503 | 34.74 | 3990375.5 | 3840717.25 | 3763902.905 | 3980.2732 | 3900.6677
12 | 20 | 12 | 930 | 74 | 8 | 0 | 784.459 | 39.444 | 4538293 | 4366601 | 4279268.98 | 4525.2654 | 4434.7601
12 | 20 | 13 | 902 | 68 | 8 | 0 | 700.568 | 37.493 | 4065534.75 | 3912946.5 | 3834687.57 | 4055.1269 | 3974.0244
12 | 20 | 14 | 825 | 60 | 6 | 0 | 546.107 | 30.228 | 3210302.25 | 3089313.25 | 3027526.985 | 3201.5662 | 3137.5349
12 | 20 | 15 | 663 | 43 | 3 | 0 | 325.073 | 18.818 | 1902542.375 | 1822499.875 | 1786049.8775 | 1888.7221 | 1850.9476
12 | 20 | 16 | 195 | 11 | 1 | 0 | 65.881 | 4.936 | 365512.781 | 322199.281 | 315755.2954 | 333.9067 | 327.2285
12 | 20 | 17 | 0 | 0 | 0 | 0 | 0 | 0 | 0 | 0 | 0 | 0 | 0
12 | 20 | 18 | 0 | 0 | 0 | 0 | 0 | 0 | 0 | 0 | 0 | 0 | 0
12 | 20 | 19 | 0 | 0 | 0 | 0 | 0 | 0 | 0 | 0 | 0 | 0 | 0
12 | 20 | 20 | 0 | 0 | 0 | 1 | 0 | 0 | 0 | 0 | 0 | 0 | 0
12 | 20 | 21 | 0 | 0 | 0 | 1 | 0 | 0 | 0 | 0 | 0 | 0 | 0
12 | 20 | 22 | 0 | 0 | 0 | 2 | 0 | 0 | 0 | 0 | 0 | 0 | 0
12 | 20 | 23 | 0 | 0 | 0 | 2 | 0 | 0 | 0 | 0 | 0 | 0 | 0
12 | 21 | 0 | 0 | 0 | 0 | 3 | 0 | 0 | 0 | 0 | 0 | 0 | 0
12 | 21 | 1 | 0 | 0 | 0 | 3 | 0 | 0 | 0 | 0 | 0 | 0 | 0
12 | 21 | 2 | 0 | 0 | 0 | 3 | 0 | 0 | 0 | 0 | 0 | 0 | 0
12 | 21 | 3 | 0 | 0 | 0 | 3 | 0 | 0 | 0 | 0 | 0 | 0 | 0
12 | 21 | 4 | 0 | 0 | 0 | 3 | 0 | 0 | 0 | 0 | 0 | 0 | 0
12 | 21 | 5 | 0 | 0 | 0 | 3 | 0 | 0 | 0 | 0 | 0 | 0 | 0
12 | 21 | 6 | 0 | 0 | 0 | 3 | 0 | 0 | 0 | 0 | 0 | 0 | 0
12 | 21 | 7 | 0 | 17 | 1 | 3 | 16.118 | -0.361 | 107549.648 | 69193.641 | 67809.7682 | 71.7079 | 70.2737
12 | 21 | 8 | 320 | 68 | 4 | 3 | 223.555 | 7.722 | 1391009.75 | 1324558.125 | 1298066.9625 | 1372.6871 | 1345.2334
12 | 21 | 9 | 517 | 100 | 7 | 3 | 425.494 | 16.225 | 2641767.75 | 2539675.25 | 2488881.745 | 2631.9566 | 2579.3175
12 | 21 | 10 | 890 | 73 | 10 | 2 | 711.09 | 28.637 | 4263882 | 4103420.75 | 4021352.335 | 4252.5222 | 4167.4718
12 | 21 | 11 | 627 | 130 | 12 | 1 | 635.828 | 33.062 | 3769066.5 | 3627864 | 3555306.72 | 3759.6857 | 3684.492
12 | 21 | 12 | 773 | 91 | 13 | 0 | 693.847 | 40.976 | 3992849.5 | 3843095.25 | 3766233.345 | 3982.7376 | 3903.0828
12 | 21 | 13 | 692 | 94 | 13 | 0 | 597.022 | 38.301 | 3457960.5 | 3328213.25 | 3261648.985 | 3449.1469 | 3380.1639
12 | 21 | 14 | 385 | 114 | 10 | 0 | 360.777 | 27.077 | 2159666.25 | 2072277.125 | 2030831.5825 | 2147.5752 | 2104.6237
12 | 21 | 15 | 573 | 42 | 7 | 0 | 289.069 | 19.769 | 1690297.375 | 1616059.625 | 1583738.4325 | 1674.7806 | 1641.285
12 | 21 | 16 | 201 | 11 | 5 | 0 | 67.58 | 8.459 | 370412.531 | 327001.531 | 320461.5004 | 338.8834 | 332.1058
12 | 21 | 17 | 0 | 0 | 4 | 0 | 0 | 4 | 0 | 0 | 0 | 0 | 0
12 | 21 | 18 | 0 | 0 | 3 | 0 | 0 | 3 | 0 | 0 | 0 | 0 | 0
12 | 21 | 19 | 0 | 0 | 2 | 0 | 0 | 2 | 0 | 0 | 0 | 0 | 0
12 | 21 | 20 | 0 | 0 | 1 | 1 | 0 | 1 | 0 | 0 | 0 | 0 | 0
12 | 21 | 21 | 0 | 0 | 1 | 1 | 0 | 1 | 0 | 0 | 0 | 0 | 0
12 | 21 | 22 | 0 | 0 | 1 | 2 | 0 | 1 | 0 | 0 | 0 | 0 | 0
12 | 21 | 23 | 0 | 0 | 1 | 2 | 0 | 1 | 0 | 0 | 0 | 0 | 0
12 | 22 | 0 | 0 | 0 | 1 | 2 | 0 | 1 | 0 | 0 | 0 | 0 | 0
12 | 22 | 1 | 0 | 0 | 1 | 2 | 0 | 1 | 0 | 0 | 0 | 0 | 0
12 | 22 | 2 | 0 | 0 | 1 | 2 | 0 | 1 | 0 | 0 | 0 | 0 | 0
12 | 22 | 3 | 0 | 0 | 1 | 2 | 0 | 1 | 0 | 0 | 0 | 0 | 0
12 | 22 | 4 | 0 | 0 | 2 | 2 | 0 | 2 | 0 | 0 | 0 | 0 | 0
12 | 22 | 5 | 0 | 0 | 2 | 3 | 0 | 2 | 0 | 0 | 0 | 0 | 0
12 | 22 | 6 | 0 | 0 | 2 | 3 | 0 | 2 | 0 | 0 | 0 | 0 | 0
12 | 22 | 7 | 0 | 19 | 4 | 3 | 18.183 | 2.726 | 120125.727 | 81536.078 | 79905.3564 | 84.4988 | 82.8088
12 | 22 | 8 | 390 | 62 | 7 | 4 | 244.987 | 10.857 | 1500629.75 | 1431380.375 | 1402752.7675 | 1483.3909 | 1453.7231
12 | 22 | 9 | 210 | 139 | 10 | 4 | 286.16 | 15.291 | 1794508 | 1717449.5 | 1683100.51 | 1779.8546 | 1744.2575
12 | 22 | 10 | 692 | 96 | 13 | 4 | 604.614 | 25.354 | 3670343.5 | 3532830.75 | 3462174.135 | 3661.1993 | 3587.9754
12 | 22 | 11 | 663 | 121 | 14 | 4 | 652.508 | 28.027 | 3937491.5 | 3789877.25 | 3714079.705 | 3927.5859 | 3849.0341
12 | 22 | 12 | 913 | 78 | 14 | 3 | 782.758 | 32.601 | 4643256.5 | 4467165 | 4377821.7 | 4629.4835 | 4536.8938
12 | 22 | 13 | 364 | 166 | 13 | 2 | 443.375 | 25.726 | 2693623 | 2589876.5 | 2538078.97 | 2683.982 | 2630.3024
12 | 22 | 14 | 807 | 64 | 11 | 2 | 542.577 | 25.268 | 3248091 | 3125786.25 | 3063270.525 | 3239.3645 | 3174.5772
12 | 22 | 15 | 453 | 52 | 8 | 2 | 255.578 | 14.967 | 1530518.75 | 1460495.75 | 1431285.835 | 1513.5642 | 1483.2929
12 | 22 | 16 | 0 | 13 | 5 | 2 | 12.316 | 4.115 | 80998.227 | 43132.785 | 42270.1293 | 44.7001 | 43.8061
12 | 22 | 17 | 0 | 0 | 4 | 2 | 0 | 4 | 0 | 0 | 0 | 0 | 0
12 | 22 | 18 | 0 | 0 | 3 | 2 | 0 | 3 | 0 | 0 | 0 | 0 | 0
12 | 22 | 19 | 0 | 0 | 3 | 2 | 0 | 3 | 0 | 0 | 0 | 0 | 0
12 | 22 | 20 | 0 | 0 | 3 | 2 | 0 | 3 | 0 | 0 | 0 | 0 | 0
12 | 22 | 21 | 0 | 0 | 3 | 3 | 0 | 3 | 0 | 0 | 0 | 0 | 0
12 | 22 | 22 | 0 | 0 | 4 | 3 | 0 | 4 | 0 | 0 | 0 | 0 | 0
12 | 22 | 23 | 0 | 0 | 4 | 4 | 0 | 4 | 0 | 0 | 0 | 0 | 0
12 | 23 | 0 | 0 | 0 | 4 | 4 | 0 | 4 | 0 | 0 | 0 | 0 | 0
12 | 23 | 1 | 0 | 0 | 4 | 3 | 0 | 4 | 0 | 0 | 0 | 0 | 0
12 | 23 | 2 | 0 | 0 | 3 | 3 | 0 | 3 | 0 | 0 | 0 | 0 | 0
12 | 23 | 3 | 0 | 0 | 3 | 4 | 0 | 3 | 0 | 0 | 0 | 0 | 0
12 | 23 | 4 | 0 | 0 | 3 | 4 | 0 | 3 | 0 | 0 | 0 | 0 | 0
12 | 23 | 5 | 0 | 0 | 3 | 4 | 0 | 3 | 0 | 0 | 0 | 0 | 0
12 | 23 | 6 | 0 | 0 | 3 | 4 | 0 | 3 | 0 | 0 | 0 | 0 | 0
12 | 23 | 7 | 0 | 3 | 4 | 3 | 2.835 | 2.181 | 18759.621 | 0 | 0 | 0 | 0
12 | 23 | 8 | 0 | 7 | 6 | 3 | 6.621 | 4.275 | 43518.055 | 6338.856 | 6212.0789 | 6.5692 | 6.4378
12 | 23 | 9 | 479 | 105 | 9 | 4 | 408.476 | 16.478 | 2534990.75 | 2436259.25 | 2387534.065 | 2524.7829 | 2474.2873
12 | 23 | 10 | 0 | 13 | 12 | 5 | 12.317 | 11.527 | 79049.328 | 41219.758 | 40395.3628 | 42.7175 | 41.8632
12 | 23 | 11 | 972 | 56 | 14 | 7 | 796.075 | 25.719 | 4838295.5 | 4653876.5 | 4560798.97 | 4822.9793 | 4726.5197
12 | 23 | 12 | 978 | 57 | 14 | 8 | 800.099 | 25.568 | 4864906.5 | 4679336 | 4585749.28 | 4849.3639 | 4752.3766
12 | 23 | 13 | 947 | 56 | 13 | 9 | 718.641 | 22.563 | 4398036 | 4232133.5 | 4147490.83 | 4385.9119 | 4298.1937
12 | 23 | 14 | 877 | 49 | 12 | 8 | 561.597 | 19.945 | 3421331 | 3292899.25 | 3227041.265 | 3412.5497 | 3344.2987
12 | 23 | 15 | 712 | 39 | 9 | 7 | 343.757 | 13.993 | 2045621.625 | 1961533.5 | 1922302.83 | 2032.8076 | 1992.1514
12 | 23 | 16 | 239 | 12 | 5 | 5 | 78.698 | 5.667 | 433954.938 | 389267.906 | 381482.5479 | 403.4123 | 395.3441
12 | 23 | 17 | 0 | 0 | 3 | 3 | 0 | 3 | 0 | 0 | 0 | 0 | 0
12 | 23 | 18 | 0 | 0 | 2 | 3 | 0 | 2 | 0 | 0 | 0 | 0 | 0
12 | 23 | 19 | 0 | 0 | 1 | 3 | 0 | 1 | 0 | 0 | 0 | 0 | 0
12 | 23 | 20 | 0 | 0 | 1 | 3 | 0 | 1 | 0 | 0 | 0 | 0 | 0
12 | 23 | 21 | 0 | 0 | 0 | 3 | 0 | 0 | 0 | 0 | 0 | 0 | 0
12 | 23 | 22 | 0 | 0 | 0 | 3 | 0 | 0 | 0 | 0 | 0 | 0 | 0
12 | 23 | 23 | 0 | 0 | 0 | 3 | 0 | 0 | 0 | 0 | 0 | 0 | 0
12 | 24 | 0 | 0 | 0 | 0 | 3 | 0 | 0 | 0 | 0 | 0 | 0 | 0
12 | 24 | 1 | 0 | 0 | -1 | 3 | 0 | -1 | 0 | 0 | 0 | 0 | 0
12 | 24 | 2 | 0 | 0 | -1 | 3 | 0 | -1 | 0 | 0 | 0 | 0 | 0
12 | 24 | 3 | 0 | 0 | -2 | 3 | 0 | -2 | 0 | 0 | 0 | 0 | 0
12 | 24 | 4 | 0 | 0 | -2 | 3 | 0 | -2 | 0 | 0 | 0 | 0 | 0
12 | 24 | 5 | 0 | 0 | -2 | 3 | 0 | -2 | 0 | 0 | 0 | 0 | 0
12 | 24 | 6 | 0 | 0 | -2 | 2 | 0 | -2 | 0 | 0 | 0 | 0 | 0
12 | 24 | 7 | 0 | 13 | 0 | 2 | 12.314 | -1.62 | 82500.164 | 44607.078 | 43714.9364 | 46.2279 | 45.3034
12 | 24 | 8 | 191 | 75 | 2 | 2 | 171.108 | 4.694 | 1085238.125 | 1026259.063 | 1005733.8817 | 1063.5491 | 1042.2781
12 | 24 | 9 | 358 | 122 | 5 | 2 | 358.285 | 13.492 | 2251557.5 | 2161459.5 | 2118230.31 | 2239.9981 | 2195.1981
12 | 24 | 10 | 920 | 58 | 8 | 2 | 706.974 | 26.385 | 4271065.5 | 4110315.5 | 4028109.19 | 4259.6675 | 4174.4742
12 | 24 | 11 | 948 | 59 | 10 | 2 | 782.007 | 31.355 | 4659002.5 | 4482246 | 4392601.08 | 4645.1125 | 4552.2102
12 | 24 | 12 | 943 | 59 | 11 | 2 | 777.13 | 32.42 | 4612015 | 4437239.5 | 4348494.71 | 4598.4706 | 4506.5012
12 | 24 | 13 | 906 | 58 | 12 | 2 | 694.113 | 31.242 | 4120643.5 | 3965888.5 | 3886570.73 | 4109.9926 | 4027.7928
12 | 24 | 14 | 831 | 52 | 11 | 2 | 540.508 | 26.035 | 3225629.25 | 3104107.5 | 3042025.35 | 3216.898 | 3152.5601
12 | 24 | 15 | 673 | 40 | 7 | 1 | 330.329 | 18.226 | 1940777.875 | 1859664.75 | 1822471.455 | 1927.2373 | 1888.6926
12 | 24 | 16 | 231 | 12 | 4 | 1 | 77.03 | 5.854 | 425638.344 | 381119.531 | 373497.1404 | 394.9679 | 387.0685
12 | 24 | 17 | 0 | 0 | 2 | 1 | 0 | 2 | 0 | 0 | 0 | 0 | 0
12 | 24 | 18 | 0 | 0 | 1 | 1 | 0 | 1 | 0 | 0 | 0 | 0 | 0
12 | 24 | 19 | 0 | 0 | 1 | 2 | 0 | 1 | 0 | 0 | 0 | 0 | 0
12 | 24 | 20 | 0 | 0 | 1 | 2 | 0 | 1 | 0 | 0 | 0 | 0 | 0
12 | 24 | 21 | 0 | 0 | 0 | 2 | 0 | 0 | 0 | 0 | 0 | 0 | 0
12 | 24 | 22 | 0 | 0 | 0 | 3 | 0 | 0 | 0 | 0 | 0 | 0 | 0
12 | 24 | 23 | 0 | 0 | 0 | 3 | 0 | 0 | 0 | 0 | 0 | 0 | 0
12 | 25 | 0 | 0 | 0 | 0 | 2 | 0 | 0 | 0 | 0 | 0 | 0 | 0
12 | 25 | 1 | 0 | 0 | 0 | 2 | 0 | 0 | 0 | 0 | 0 | 0 | 0
12 | 25 | 2 | 0 | 0 | 0 | 2 | 0 | 0 | 0 | 0 | 0 | 0 | 0
12 | 25 | 3 | 0 | 0 | 1 | 2 | 0 | 1 | 0 | 0 | 0 | 0 | 0
12 | 25 | 4 | 0 | 0 | 0 | 2 | 0 | 0 | 0 | 0 | 0 | 0 | 0
12 | 25 | 5 | 0 | 0 | 0 | 2 | 0 | 0 | 0 | 0 | 0 | 0 | 0
12 | 25 | 6 | 0 | 0 | 1 | 2 | 0 | 1 | 0 | 0 | 0 | 0 | 0
12 | 25 | 7 | 0 | 20 | 3 | 2 | 19.432 | 1.61 | 128838.977 | 90086.961 | 88285.2218 | 93.3604 | 91.4931
12 | 25 | 8 | 130 | 76 | 7 | 2 | 141.303 | 8.903 | 889186.188 | 834742 | 818047.16 | 865.0731 | 847.7716
12 | 25 | 9 | 194 | 140 | 10 | 2 | 269.863 | 15.928 | 1688764.75 | 1614568 | 1582276.64 | 1673.2348 | 1639.7701
12 | 25 | 10 | 902 | 59 | 13 | 2 | 695.532 | 30.64 | 4139101.5 | 3983617.25 | 3903944.905 | 4128.3656 | 4045.7983
12 | 25 | 11 | 934 | 61 | 15 | 2 | 774.191 | 35.903 | 4537499 | 4365840 | 4278523.2 | 4524.4767 | 4433.9872
12 | 25 | 12 | 938 | 60 | 16 | 3 | 775.234 | 34.661 | 4563921 | 4391160.5 | 4303337.29 | 4550.7173 | 4459.7029
12 | 25 | 13 | 919 | 55 | 16 | 2 | 700.216 | 35.236 | 4097541.75 | 3943697 | 3864823.06 | 4086.9948 | 4005.2549
12 | 25 | 14 | 862 | 47 | 14 | 1 | 553.047 | 32.494 | 3225146 | 3103641 | 3041568.18 | 3216.4146 | 3152.0863
12 | 25 | 15 | 716 | 37 | 10 | 1 | 343.421 | 21.616 | 1992133 | 1909569.875 | 1871378.4775 | 1978.9558 | 1939.3767
12 | 25 | 16 | 280 | 12 | 7 | 1 | 89.408 | 9.347 | 484578.438 | 438859.781 | 430082.5854 | 454.8061 | 445.71
12 | 25 | 17 | 0 | 0 | 5 | 1 | 0 | 5 | 0 | 0 | 0 | 0 | 0
12 | 25 | 18 | 0 | 0 | 5 | 2 | 0 | 5 | 0 | 0 | 0 | 0 | 0
12 | 25 | 19 | 0 | 0 | 4 | 3 | 0 | 4 | 0 | 0 | 0 | 0 | 0
12 | 25 | 20 | 0 | 0 | 4 | 3 | 0 | 4 | 0 | 0 | 0 | 0 | 0
12 | 25 | 21 | 0 | 0 | 4 | 3 | 0 | 4 | 0 | 0 | 0 | 0 | 0
12 | 25 | 22 | 0 | 0 | 4 | 3 | 0 | 4 | 0 | 0 | 0 | 0 | 0
12 | 25 | 23 | 0 | 0 | 4 | 2 | 0 | 4 | 0 | 0 | 0 | 0 | 0
12 | 26 | 0 | 0 | 0 | 3 | 2 | 0 | 3 | 0 | 0 | 0 | 0 | 0
12 | 26 | 1 | 0 | 0 | 2 | 2 | 0 | 2 | 0 | 0 | 0 | 0 | 0
12 | 26 | 2 | 0 | 0 | 2 | 2 | 0 | 2 | 0 | 0 | 0 | 0 | 0
12 | 26 | 3 | 0 | 0 | 2 | 2 | 0 | 2 | 0 | 0 | 0 | 0 | 0
12 | 26 | 4 | 0 | 0 | 2 | 2 | 0 | 2 | 0 | 0 | 0 | 0 | 0
12 | 26 | 5 | 0 | 0 | 2 | 2 | 0 | 2 | 0 | 0 | 0 | 0 | 0
12 | 26 | 6 | 0 | 0 | 2 | 2 | 0 | 2 | 0 | 0 | 0 | 0 | 0
12 | 26 | 7 | 0 | 17 | 3 | 2 | 16.12 | 1.564 | 106896.43 | 68552.531 | 67181.4804 | 71.0434 | 69.6226
12 | 26 | 8 | 304 | 68 | 7 | 3 | 214.894 | 10.514 | 1323961.625 | 1259190.25 | 1234006.445 | 1304.9441 | 1278.8452
12 | 26 | 9 | 869 | 49 | 10 | 4 | 561.855 | 21.313 | 3409928.75 | 3281905 | 3216266.9 | 3401.156 | 3333.1329
12 | 26 | 10 | 936 | 55 | 13 | 4 | 713.561 | 28.266 | 4281838 | 4120653.75 | 4038240.675 | 4270.3814 | 4184.9738
12 | 26 | 11 | 969 | 55 | 15 | 4 | 792.918 | 32.218 | 4709264 | 4530376.5 | 4439768.97 | 4694.9918 | 4601.092
12 | 26 | 12 | 970 | 55 | 16 | 4 | 793.429 | 33.364 | 4692853 | 4514663 | 4424369.74 | 4678.7074 | 4585.1332
12 | 26 | 13 | 943 | 54 | 15 | 3 | 716.439 | 32.388 | 4236031 | 4076687.5 | 3995153.75 | 4224.8176 | 4140.3213
12 | 26 | 14 | 839 | 47 | 13 | 2 | 541.257 | 28.069 | 3207625 | 3086728.75 | 3024994.175 | 3198.8878 | 3134.9101
12 | 26 | 15 | 694 | 37 | 9 | 2 | 337.947 | 18.186 | 1986683.625 | 1904274.875 | 1866189.3775 | 1973.4684 | 1933.9991
12 | 26 | 16 | 0 | 20 | 6 | 2 | 19.476 | 5.642 | 127450.797 | 88724.68 | 86950.1864 | 91.9486 | 90.1096
12 | 26 | 17 | 0 | 0 | 4 | 2 | 0 | 4 | 0 | 0 | 0 | 0 | 0
12 | 26 | 18 | 0 | 0 | 4 | 2 | 0 | 4 | 0 | 0 | 0 | 0 | 0
12 | 26 | 19 | 0 | 0 | 4 | 3 | 0 | 4 | 0 | 0 | 0 | 0 | 0
12 | 26 | 20 | 0 | 0 | 3 | 3 | 0 | 3 | 0 | 0 | 0 | 0 | 0
12 | 26 | 21 | 0 | 0 | 3 | 3 | 0 | 3 | 0 | 0 | 0 | 0 | 0
12 | 26 | 22 | 0 | 0 | 2 | 2 | 0 | 2 | 0 | 0 | 0 | 0 | 0
12 | 26 | 23 | 0 | 0 | 2 | 2 | 0 | 2 | 0 | 0 | 0 | 0 | 0
12 | 27 | 0 | 0 | 0 | 2 | 3 | 0 | 2 | 0 | 0 | 0 | 0 | 0
12 | 27 | 1 | 0 | 0 | 2 | 3 | 0 | 2 | 0 | 0 | 0 | 0 | 0
12 | 27 | 2 | 0 | 0 | 2 | 3 | 0 | 2 | 0 | 0 | 0 | 0 | 0
12 | 27 | 3 | 0 | 0 | 2 | 3 | 0 | 2 | 0 | 0 | 0 | 0 | 0
12 | 27 | 4 | 0 | 0 | 3 | 5 | 0 | 3 | 0 | 0 | 0 | 0 | 0
12 | 27 | 5 | 0 | 0 | 3 | 5 | 0 | 3 | 0 | 0 | 0 | 0 | 0
12 | 27 | 6 | 0 | 0 | 2 | 4 | 0 | 2 | 0 | 0 | 0 | 0 | 0
12 | 27 | 7 | 0 | 12 | 3 | 4 | 11.364 | 1.595 | 75353.922 | 37592.297 | 36840.4511 | 38.9582 | 38.1791
12 | 27 | 8 | 257 | 70 | 5 | 5 | 197.664 | 7.457 | 1234487.75 | 1171922.125 | 1148483.6825 | 1214.505 | 1190.2149
12 | 27 | 9 | 870 | 48 | 8 | 6 | 560.571 | 16.89 | 3453570.5 | 3323981.25 | 3257501.625 | 3444.7611 | 3375.8659
12 | 27 | 10 | 932 | 55 | 10 | 7 | 710.62 | 20.899 | 4375352.5 | 4210376.5 | 4126168.97 | 4363.3643 | 4276.097
12 | 27 | 11 | 970 | 54 | 11 | 7 | 792.68 | 23.386 | 4857180 | 4671944 | 4578505.12 | 4841.7033 | 4744.8692
12 | 27 | 12 | 973 | 53 | 11 | 7 | 793.899 | 23.494 | 4862843.5 | 4677362.5 | 4583815.25 | 4847.3187 | 4750.3723
12 | 27 | 13 | 949 | 50 | 11 | 6 | 716.671 | 23.439 | 4373749.5 | 4208839 | 4124662.22 | 4361.771 | 4274.5355
12 | 27 | 14 | 885 | 46 | 10 | 5 | 567.62 | 20.913 | 3449265.25 | 3319830.75 | 3253434.135 | 3440.4598 | 3371.6506
12 | 27 | 15 | 740 | 36 | 6 | 3 | 354.57 | 14.441 | 2109875.5 | 2023936 | 1983457.28 | 2097.4775 | 2055.528
12 | 27 | 16 | 316 | 13 | 3 | 2 | 99.072 | 4.952 | 543253.688 | 496322.563 | 486396.1117 | 514.3569 | 504.0698
12 | 27 | 17 | 0 | 0 | 2 | 2 | 0 | 2 | 0 | 0 | 0 | 0 | 0
12 | 27 | 18 | 0 | 0 | 1 | 2 | 0 | 1 | 0 | 0 | 0 | 0 | 0
12 | 27 | 19 | 0 | 0 | 1 | 2 | 0 | 1 | 0 | 0 | 0 | 0 | 0
12 | 27 | 20 | 0 | 0 | 0 | 2 | 0 | 0 | 0 | 0 | 0 | 0 | 0
12 | 27 | 21 | 0 | 0 | 0 | 2 | 0 | 0 | 0 | 0 | 0 | 0 | 0
12 | 27 | 22 | 0 | 0 | 0 | 2 | 0 | 0 | 0 | 0 | 0 | 0 | 0
12 | 27 | 23 | 0 | 0 | 0 | 2 | 0 | 0 | 0 | 0 | 0 | 0 | 0
12 | 28 | 0 | 0 | 0 | 0 | 3 | 0 | 0 | 0 | 0 | 0 | 0 | 0
12 | 28 | 1 | 0 | 0 | 0 | 2 | 0 | 0 | 0 | 0 | 0 | 0 | 0
12 | 28 | 2 | 0 | 0 | 0 | 2 | 0 | 0 | 0 | 0 | 0 | 0 | 0
12 | 28 | 3 | 0 | 0 | 0 | 2 | 0 | 0 | 0 | 0 | 0 | 0 | 0
12 | 28 | 4 | 0 | 0 | 0 | 2 | 0 | 0 | 0 | 0 | 0 | 0 | 0
12 | 28 | 5 | 0 | 0 | 0 | 2 | 0 | 0 | 0 | 0 | 0 | 0 | 0
12 | 28 | 6 | 0 | 0 | 0 | 2 | 0 | 0 | 0 | 0 | 0 | 0 | 0
12 | 28 | 7 | 0 | 6 | 2 | 2 | 5.674 | 0.288 | 37778.492 | 703.735 | 689.6603 | 0.72931 | 0.71472
12 | 28 | 8 | 0 | 56 | 5 | 3 | 54.9 | 4.483 | 360626.5 | 317410.156 | 311061.9529 | 328.9435 | 322.3647
12 | 28 | 9 | 392 | 117 | 8 | 3 | 370.797 | 15.439 | 2312432.5 | 2220515.25 | 2176104.945 | 2301.1997 | 2255.1757
12 | 28 | 10 | 907 | 54 | 11 | 2 | 692.127 | 28.936 | 4143311 | 3987660.25 | 3907907.045 | 4132.5555 | 4049.9044
12 | 28 | 11 | 938 | 54 | 12 | 1 | 769.209 | 36.827 | 4493051.5 | 4323238 | 4236773.24 | 4480.3268 | 4390.7202
12 | 28 | 12 | 844 | 76 | 13 | 1 | 732.516 | 37.046 | 4276813 | 4115831.25 | 4033514.625 | 4265.3837 | 4180.076
12 | 28 | 13 | 447 | 155 | 14 | 0 | 499.642 | 36.36 | 2921447.25 | 2810269.5 | 2754064.11 | 2912.3832 | 2854.1355
12 | 28 | 14 | 856 | 44 | 13 | 0 | 549.923 | 35.541 | 3173821.75 | 3054095.75 | 2993013.835 | 3165.0691 | 3101.7677
12 | 28 | 15 | 714 | 35 | 10 | 0 | 343.942 | 26.136 | 1967603.375 | 1885734.5 | 1848019.81 | 1954.2544 | 1915.1693
12 | 28 | 16 | 0 | 23 | 7 | 0 | 23.039 | 9.35 | 148931.219 | 109803.305 | 107607.2389 | 113.7931 | 111.5172
12 | 28 | 17 | 0 | 0 | 5 | 0 | 0 | 5 | 0 | 0 | 0 | 0 | 0
12 | 28 | 18 | 0 | 0 | 4 | 0 | 0 | 4 | 0 | 0 | 0 | 0 | 0
12 | 28 | 19 | 0 | 0 | 4 | 0 | 0 | 4 | 0 | 0 | 0 | 0 | 0
12 | 28 | 20 | 0 | 0 | 4 | 0 | 0 | 4 | 0 | 0 | 0 | 0 | 0
12 | 28 | 21 | 0 | 0 | 3 | 1 | 0 | 3 | 0 | 0 | 0 | 0 | 0
12 | 28 | 22 | 0 | 0 | 3 | 1 | 0 | 3 | 0 | 0 | 0 | 0 | 0
12 | 28 | 23 | 0 | 0 | 3 | 1 | 0 | 3 | 0 | 0 | 0 | 0 | 0
12 | 29 | 0 | 0 | 0 | 3 | 2 | 0 | 3 | 0 | 0 | 0 | 0 | 0
12 | 29 | 1 | 0 | 0 | 4 | 2 | 0 | 4 | 0 | 0 | 0 | 0 | 0
12 | 29 | 2 | 0 | 0 | 4 | 2 | 0 | 4 | 0 | 0 | 0 | 0 | 0
12 | 29 | 3 | 0 | 0 | 4 | 2 | 0 | 4 | 0 | 0 | 0 | 0 | 0
12 | 29 | 4 | 0 | 0 | 4 | 2 | 0 | 4 | 0 | 0 | 0 | 0 | 0
12 | 29 | 5 | 0 | 0 | 5 | 3 | 0 | 5 | 0 | 0 | 0 | 0 | 0
12 | 29 | 6 | 0 | 0 | 5 | 3 | 0 | 5 | 0 | 0 | 0 | 0 | 0
12 | 29 | 7 | 0 | 14 | 5 | 3 | 13.265 | 3.487 | 87421.289 | 49437.52 | 48448.7696 | 51.2339 | 50.2092
12 | 29 | 8 | 311 | 66 | 7 | 5 | 214.379 | 9.803 | 1321654.625 | 1256940.625 | 1231801.8125 | 1302.6127 | 1276.5604
12 | 29 | 9 | 889 | 47 | 9 | 7 | 569.143 | 17.245 | 3501158.75 | 3369851 | 3302453.98 | 3492.2976 | 3422.4516
12 | 29 | 10 | 961 | 51 | 10 | 8 | 725.281 | 20.214 | 4475691 | 4306595.5 | 4220463.59 | 4463.0795 | 4373.8179
12 | 29 | 11 | 993 | 52 | 10 | 9 | 808.089 | 20.703 | 4997926 | 4806544 | 4710413.12 | 4981.1941 | 4881.5702
12 | 29 | 12 | 995 | 53 | 9 | 9 | 812.057 | 19.81 | 5038292 | 4845128 | 4748225.44 | 5021.1801 | 4920.7565
12 | 29 | 13 | 970 | 51 | 9 | 9 | 734.923 | 18.753 | 4559249.5 | 4386684 | 4298950.32 | 4546.0781 | 4455.1566
12 | 29 | 14 | 908 | 47 | 8 | 8 | 585.118 | 16.27 | 3614470.25 | 3479023.25 | 3409442.785 | 3605.4367 | 3533.328
12 | 29 | 15 | 770 | 37 | 6 | 7 | 371.146 | 11.437 | 2234212.75 | 2144629.5 | 2101736.91 | 2222.5565 | 2178.1054
12 | 29 | 16 | 358 | 14 | 4 | 5 | 111.691 | 5.358 | 611511.625 | 563147.5 | 551884.55 | 583.61 | 571.9378
12 | 29 | 17 | 0 | 0 | 2 | 4 | 0 | 2 | 0 | 0 | 0 | 0 | 0
12 | 29 | 18 | 0 | 0 | 1 | 3 | 0 | 1 | 0 | 0 | 0 | 0 | 0
12 | 29 | 19 | 0 | 0 | 0 | 2 | 0 | 0 | 0 | 0 | 0 | 0 | 0
12 | 29 | 20 | 0 | 0 | 0 | 2 | 0 | 0 | 0 | 0 | 0 | 0 | 0
12 | 29 | 21 | 0 | 0 | -1 | 2 | 0 | -1 | 0 | 0 | 0 | 0 | 0
12 | 29 | 22 | 0 | 0 | -2 | 2 | 0 | -2 | 0 | 0 | 0 | 0 | 0
12 | 29 | 23 | 0 | 0 | -2 | 1 | 0 | -2 | 0 | 0 | 0 | 0 | 0
12 | 30 | 0 | 0 | 0 | -3 | 1 | 0 | -3 | 0 | 0 | 0 | 0 | 0
12 | 30 | 1 | 0 | 0 | -3 | 1 | 0 | -3 | 0 | 0 | 0 | 0 | 0
12 | 30 | 2 | 0 | 0 | -4 | 1 | 0 | -4 | 0 | 0 | 0 | 0 | 0
12 | 30 | 3 | 0 | 0 | -4 | 1 | 0 | -4 | 0 | 0 | 0 | 0 | 0
12 | 30 | 4 | 0 | 0 | -3 | 1 | 0 | -3 | 0 | 0 | 0 | 0 | 0
12 | 30 | 5 | 0 | 0 | -3 | 1 | 0 | -3 | 0 | 0 | 0 | 0 | 0
12 | 30 | 6 | 0 | 0 | -2 | 1 | 0 | -2 | 0 | 0 | 0 | 0 | 0
12 | 30 | 7 | 0 | 2 | -1 | 1 | 1.889 | -3.127 | 12718.331 | 0 | 0 | 0 | 0
12 | 30 | 8 | 119 | 75 | 1 | 1 | 134.995 | 2.873 | 867025.25 | 813081.063 | 796819.4417 | 842.6251 | 825.7726
12 | 30 | 9 | 861 | 50 | 3 | 1 | 556.601 | 19.386 | 3399610 | 3271955 | 3206515.9 | 3390.8444 | 3323.0276
12 | 30 | 10 | 280 | 182 | 5 | 1 | 406.35 | 18.748 | 2532064.25 | 2433424 | 2384755.52 | 2521.8447 | 2471.4078
12 | 30 | 11 | 538 | 157 | 6 | 1 | 597.111 | 24.826 | 3646269.25 | 3509648.5 | 3439455.53 | 3637.1747 | 3564.4313
12 | 30 | 12 | 582 | 145 | 7 | 1 | 617.012 | 27.263 | 3735151.75 | 3595222.5 | 3523318.05 | 3725.8582 | 3651.341
12 | 30 | 13 | 928 | 54 | 8 | 1 | 711.128 | 31.071 | 4226348 | 4067392.25 | 3986044.405 | 4215.1846 | 4130.8809
12 | 30 | 14 | 861 | 49 | 8 | 0 | 562.157 | 32.647 | 3281153.75 | 3157691.75 | 3094537.915 | 3272.4293 | 3206.9807
12 | 30 | 15 | 247 | 74 | 5 | 0 | 193.489 | 16.148 | 1176111 | 1114962.125 | 1092662.8825 | 1155.4753 | 1132.3658
12 | 30 | 16 | 0 | 17 | 3 | 0 | 16.117 | 3.071 | 106359.508 | 68025.563 | 66665.0517 | 70.4973 | 69.0874
12 | 30 | 17 | 0 | 0 | 2 | 0 | 0 | 2 | 0 | 0 | 0 | 0 | 0
12 | 30 | 18 | 0 | 0 | 1 | 0 | 0 | 1 | 0 | 0 | 0 | 0 | 0
12 | 30 | 19 | 0 | 0 | 1 | 0 | 0 | 1 | 0 | 0 | 0 | 0 | 0
12 | 30 | 20 | 0 | 0 | 1 | 0 | 0 | 1 | 0 | 0 | 0 | 0 | 0
12 | 30 | 21 | 0 | 0 | 1 | 0 | 0 | 1 | 0 | 0 | 0 | 0 | 0
12 | 30 | 22 | 0 | 0 | 1 | 1 | 0 | 1 | 0 | 0 | 0 | 0 | 0
12 | 30 | 23 | 0 | 0 | 0 | 1 | 0 | 0 | 0 | 0 | 0 | 0 | 0
12 | 31 | 0 | 0 | 0 | 0 | 1 | 0 | 0 | 0 | 0 | 0 | 0 | 0
12 | 31 | 1 | 0 | 0 | 0 | 1 | 0 | 0 | 0 | 0 | 0 | 0 | 0
12 | 31 | 2 | 0 | 0 | 0 | 1 | 0 | 0 | 0 | 0 | 0 | 0 | 0
12 | 31 | 3 | 0 | 0 | 0 | 1 | 0 | 0 | 0 | 0 | 0 | 0 | 0
12 | 31 | 4 | 0 | 0 | 0 | 1 | 0 | 0 | 0 | 0 | 0 | 0 | 0
12 | 31 | 5 | 0 | 0 | 0 | 2 | 0 | 0 | 0 | 0 | 0 | 0 | 0
12 | 31 | 6 | 0 | 0 | 0 | 2 | 0 | 0 | 0 | 0 | 0 | 0 | 0
12 | 31 | 7 | 0 | 16 | 1 | 2 | 15.169 | -0.773 | 101349.117 | 63108.004 | 61845.8439 | 65.4011 | 64.0931
12 | 31 | 8 | 130 | 75 | 4 | 3 | 139.348 | 5.62 | 885463.438 | 831103.438 | 814481.3692 | 861.3023 | 844.0763
12 | 31 | 9 | 556 | 93 | 7 | 3 | 438.868 | 16.323 | 2719952.25 | 2615361 | 2563053.78 | 2710.3925 | 2656.1847
12 | 31 | 10 | 0 | 77 | 10 | 4 | 73.167 | 10.973 | 470431.188 | 425002.188 | 416502.1442 | 440.445 | 431.6361
12 | 31 | 11 | 250 | 215 | 11 | 3 | 439.75 | 20.136 | 2733703 | 2628669 | 2576095.62 | 2724.1841 | 2669.7004
12 | 31 | 12 | 208 | 220 | 12 | 3 | 404.428 | 21.238 | 2505324.5 | 2407516.25 | 2359365.925 | 2494.9955 | 2445.0956
12 | 31 | 13 | 348 | 175 | 13 | 3 | 446.618 | 23.142 | 2739974.75 | 2634738.5 | 2582043.73 | 2730.4741 | 2675.8646
12 | 31 | 14 | 696 | 69 | 12 | 2 | 498.463 | 25.094 | 2994825.75 | 2881197 | 2823573.06 | 2985.8879 | 2926.1701
12 | 31 | 15 | 0 | 65 | 8 | 1 | 64.603 | 10.39 | 416179.781 | 371851.813 | 364414.7767 | 385.3634 | 377.6561
12 | 31 | 16 | 0 | 9 | 6 | 1 | 8.516 | 3.927 | 56040.973 | 18633.303 | 18260.6369 | 19.3104 | 18.9242
12 | 31 | 17 | 0 | 0 | -1 | 0 | 0 | -1 | 0 | 0 | 0 | 0 | 0
12 | 31 | 18 | 0 | 0 | -2 | 0 | 0 | -2 | 0 | 0 | 0 | 0 | 0
12 | 31 | 19 | 0 | 0 | -3 | 1 | 0 | -3 | 0 | 0 | 0 | 0 | 0
12 | 31 | 20 | 0 | 0 | -4 | 0 | 0 | -4 | 0 | 0 | 0 | 0 | 0
12 | 31 | 21 | 0 | 0 | -4 | 0 | 0 | -4 | 0 | 0 | 0 | 0 | 0
12 | 31 | 22 | 0 | 0 | -4 | 0 | 0 | -4 | 0 | 0 | 0 | 0 | 0
12 | 31 | 23 | 0 | 0 | -5 | 0 | 0 | -5 | 0 | 0 | 0 | 0 | 0
Totals |  |  | 2369335 | 526793 | 92327 | 16237 | 2173769.168 | 148119.879 | 12569161047.186 | 12045541907.666 | 11804631069.5127 | 12483227.551 | 12233563

## Sheet1
Failed Inverters: | 5
Down time (hrs): | 100
(hidden) | 0.0011891
Estimated Production (kWh) | Availability Guarantee (kWh) | Adjusted Estimated Production (kWh)
0 | 0 | 0
0 | 0 | 0
0 | 0 | 0
0 | 0 | 0
0 | 0 | 0
0 | 0 | 0
0 | 0 | 0
21.2744 | 20.8489 | 21.2491
1049.7157 | 1028.7214 | 1048.4675
3370.4618 | 3303.0525 | 3366.4539
4202.8463 | 4118.7893 | 4197.8486
4730.1506 | 4635.5475 | 4724.5258
3750.5134 | 3675.5031 | 3746.0536
2710.0391 | 2655.8383 | 2706.8166
3503.8963 | 3433.8183 | 3499.7297
2148.286 | 2105.3203 | 2145.7314
532.2408 | 521.596 | 531.6079
0 | 0 | 0
0 | 0 | 0
0 | 0 | 0
0 | 0 | 0
0 | 0 | 0
0 | 0 | 0
0 | 0 | 0
0 | 0 | 0
0 | 0 | 0
0 | 0 | 0
0 | 0 | 0
0 | 0 | 0
0 | 0 | 0
0 | 0 | 0
14.4477 | 14.1588 | 14.4305
1333.031 | 1306.3704 | 1331.4458
2265.8319 | 2220.5152 | 2263.1375
4320.5186 | 4234.1082 | 4315.381
4794.4479 | 4698.559 | 4788.7468
4768.9919 | 4673.6121 | 4763.321
4291.1216 | 4205.2992 | 4286.019
3390.2768 | 3322.4713 | 3386.2454
2177.392 | 2133.8442 | 2174.8028
634.9029 | 622.2048 | 634.1479
0 | 0 | 0
0 | 0 | 0
0 | 0 | 0
0 | 0 | 0
0 | 0 | 0
0 | 0 | 0
0 | 0 | 0
0 | 0 | 0
0 | 0 | 0
0 | 0 | 0
0 | 0 | 0
0 | 0 | 0
0 | 0 | 0
0 | 0 | 0
33.2256 | 32.5611 | 33.1861
1291.6393 | 1265.8065 | 1290.1034
3442.4522 | 3373.6031 | 3438.3587
4241.4987 | 4156.6688 | 4236.4551
3962.1839 | 3882.9403 | 3957.4724
4541.3597 | 4450.5325 | 4535.9595
4139.2207 | 4056.4363 | 4134.2987
3340.5599 | 3273.7487 | 3336.5876
2167.9882 | 2124.6284 | 2165.4102
615.3447 | 603.0378 | 614.6129
0 | 0 | 0
0 | 0 | 0
0 | 0 | 0
0 | 0 | 0
0 | 0 | 0
0 | 0 | 0
0 | 0 | 0
0 | 0 | 0
0 | 0 | 0
0 | 0 | 0
0 | 0 | 0
0 | 0 | 0
0 | 0 | 0
0 | 0 | 0
32.7692 | 32.1138 | 32.7302
1071.9421 | 1050.5033 | 1070.6675
3413.7177 | 3345.4433 | 3409.6584
4271.2937 | 4185.8678 | 4266.2146
4677.385 | 4583.8373 | 4671.823
4634.3273 | 4541.6408 | 4628.8166
4101.7864 | 4019.7507 | 4096.9089
3328.6482 | 3262.0753 | 3324.6901
2137.1465 | 2094.4036 | 2134.6052
642.963 | 630.1037 | 642.1984
0 | 0 | 0
0 | 0 | 0
0 | 0 | 0
0 | 0 | 0
0 | 0 | 0
0 | 0 | 0
0 | 0 | 0
0 | 0 | 0
0 | 0 | 0
0 | 0 | 0
0 | 0 | 0
0 | 0 | 0
0 | 0 | 0
0 | 0 | 0
32.797 | 32.1411 | 32.758
1061.6061 | 1040.374 | 1060.3437
3389.9278 | 3322.1292 | 3385.8968
4234.9403 | 4150.2415 | 4229.9045
4655.0913 | 4561.9895 | 4649.5559
4663.4007 | 4570.1327 | 4657.8553
4180.4391 | 4096.8303 | 4175.4681
3396.0759 | 3328.1543 | 3392.0375
2235.5758 | 2190.8643 | 2232.9174
678.984 | 665.4043 | 678.1766
0 | 0 | 0
0 | 0 | 0
0 | 0 | 0
0 | 0 | 0
0 | 0 | 0
0 | 0 | 0
0 | 0 | 0
0 | 0 | 0
0 | 0 | 0
0 | 0 | 0
0 | 0 | 0
0 | 0 | 0
0 | 0 | 0
0 | 0 | 0
26.0603 | 25.5391 | 26.0293
1174.5007 | 1151.0107 | 1173.1041
2190.3744 | 2146.5669 | 2187.7698
3615.1251 | 3542.8226 | 3610.8263
3880.8264 | 3803.2099 | 3876.2116
4560.8449 | 4469.628 | 4555.4215
4154.8385 | 4071.7418 | 4149.8979
3388.1269 | 3320.3644 | 3384.098
2164.3821 | 2121.0945 | 2161.8084
636.0904 | 623.3686 | 635.334
0 | 0 | 0
0 | 0 | 0
0 | 0 | 0
0 | 0 | 0
0 | 0 | 0
0 | 0 | 0
0 | 0 | 0
0 | 0 | 0
0 | 0 | 0
0 | 0 | 0
0 | 0 | 0
0 | 0 | 0
0 | 0 | 0
0 | 0 | 0
14.2132 | 13.9289 | 14.1963
1029.3136 | 1008.7273 | 1028.0896
2266.8775 | 2221.54 | 2264.1819
4380.7411 | 4293.1263 | 4375.5319
4843.6102 | 4746.738 | 4837.8505
4786.0909 | 4690.3691 | 4780.3997
4375.077 | 4287.5755 | 4369.8745
3560.1815 | 3488.9778 | 3555.948
2264.5074 | 2219.2173 | 2261.8147
669.5774 | 656.1859 | 668.7812
0 | 0 | 0
0 | 0 | 0
0 | 0 | 0
0 | 0 | 0
0 | 0 | 0
0 | 0 | 0
0 | 0 | 0
0 | 0 | 0
0 | 0 | 0
0 | 0 | 0
0 | 0 | 0
0 | 0 | 0
0 | 0 | 0
0 | 0 | 0
46.2498 | 45.3248 | 46.1948
1346.9184 | 1319.98 | 1345.3167
2342.4969 | 2295.6469 | 2339.7114
4400.3398 | 4312.333 | 4395.1072
4927.7612 | 4829.2059 | 4921.9015
4935.7415 | 4837.0266 | 4929.8723
4548.7208 | 4457.7464 | 4543.3118
3722.4952 | 3648.0453 | 3718.0688
2461.2382 | 2412.0134 | 2458.3115
850.7592 | 833.744 | 849.7476
0 | 0 | 0
0 | 0 | 0
0 | 0 | 0
0 | 0 | 0
0 | 0 | 0
0 | 0 | 0
0 | 0 | 0
0 | 0 | 0
0 | 0 | 0
0 | 0 | 0
0 | 0 | 0
0 | 0 | 0
0 | 0 | 0
0 | 0 | 0
52.9151 | 51.8568 | 52.8522
1125.8946 | 1103.3767 | 1124.5558
2731.0192 | 2676.3988 | 2727.7717
3536.5369 | 3465.8062 | 3532.3316
4200.9461 | 4116.9272 | 4195.9507
3505.828 | 3435.7114 | 3501.6591
3825.4941 | 3748.9842 | 3820.9451
2892.5954 | 2834.7435 | 2889.1557
681.4115 | 667.7832 | 680.6012
91.0094 | 89.1892 | 90.9012
0 | 0 | 0
0 | 0 | 0
0 | 0 | 0
0 | 0 | 0
0 | 0 | 0
0 | 0 | 0
0 | 0 | 0
0 | 0 | 0
0 | 0 | 0
0 | 0 | 0
0 | 0 | 0
0 | 0 | 0
0 | 0 | 0
0 | 0 | 0
71.8548 | 70.4177 | 71.7694
796.7768 | 780.8413 | 795.8294
2260.937 | 2215.7183 | 2258.2485
4283.5478 | 4197.8769 | 4278.4542
4753.6028 | 4658.5308 | 4747.9502
4737.5645 | 4642.8132 | 4731.931
4346.6801 | 4259.7465 | 4341.5114
3493.0497 | 3423.1887 | 3488.8961
2248.1144 | 2203.1521 | 2245.4411
697.0884 | 683.1466 | 696.2594
0 | 0 | 0
0 | 0 | 0
0 | 0 | 0
0 | 0 | 0
0 | 0 | 0
0 | 0 | 0
0 | 0 | 0
0 | 0 | 0
0 | 0 | 0
0 | 0 | 0
0 | 0 | 0
0 | 0 | 0
0 | 0 | 0
0 | 0 | 0
40.0186 | 39.2182 | 39.971
1242.5249 | 1217.6744 | 1241.0474
3460.7751 | 3391.5596 | 3456.6598
4395.226 | 4307.3214 | 4389.9995
4906.6702 | 4808.5368 | 4900.8356
4929.9338 | 4831.3352 | 4924.0716
4438.0334 | 4349.2727 | 4432.756
3644.7737 | 3571.8782 | 3640.4396
2416.2397 | 2367.9149 | 2413.3665
850.9228 | 833.9043 | 849.9109
0 | 0 | 0
0 | 0 | 0
0 | 0 | 0
0 | 0 | 0
0 | 0 | 0
0 | 0 | 0
0 | 0 | 0
0 | 0 | 0
0 | 0 | 0
0 | 0 | 0
0 | 0 | 0
0 | 0 | 0
0 | 0 | 0
0 | 0 | 0
46.1853 | 45.2616 | 46.1304
1014.9889 | 994.6892 | 1013.782
2336.7064 | 2289.9722 | 2333.9277
4431.2661 | 4342.6408 | 4425.9968
4927.4933 | 4828.9434 | 4921.6339
4987.0634 | 4887.3221 | 4981.1332
4529.7963 | 4439.2003 | 4524.4098
3353.1656 | 3286.1023 | 3349.1783
2424.3011 | 2375.8151 | 2421.4183
836.656 | 819.9229 | 835.6611
0 | 0 | 0
0 | 0 | 0
0 | 0 | 0
0 | 0 | 0
0 | 0 | 0
0 | 0 | 0
0 | 0 | 0
0 | 0 | 0
0 | 0 | 0
0 | 0 | 0
0 | 0 | 0
0 | 0 | 0
0 | 0 | 0
0 | 0 | 0
26.6578 | 26.1246 | 26.6261
472.8353 | 463.3786 | 472.2731
720.4357 | 706.027 | 719.579
1396.8391 | 1368.9023 | 1395.1781
3806.2374 | 3730.1127 | 3801.7113
3396.1375 | 3328.2148 | 3392.0991
3202.7505 | 3138.6955 | 3198.9421
541.5724 | 530.7409 | 540.9284
1311.0863 | 1284.8646 | 1309.5273
342.4439 | 335.595 | 342.0367
0 | 0 | 0
0 | 0 | 0
0 | 0 | 0
0 | 0 | 0
0 | 0 | 0
0 | 0 | 0
0 | 0 | 0
0 | 0 | 0
0 | 0 | 0
0 | 0 | 0
0 | 0 | 0
0 | 0 | 0
0 | 0 | 0
0 | 0 | 0
47.4347 | 46.486 | 47.3783
2096.975 | 2055.0355 | 2094.4815
3513.2409 | 3442.9761 | 3509.0632
4437.866 | 4349.1087 | 4432.5889
4930.5043 | 4831.8943 | 4924.6414
4327.9364 | 4241.3777 | 4322.79
4551.5759 | 4460.5444 | 4546.1635
3727.5378 | 3652.987 | 3723.1053
2407.7651 | 2359.6098 | 2404.9019
814.5219 | 798.2314 | 813.5533
0 | 0 | 0
0 | 0 | 0
0 | 0 | 0
0 | 0 | 0
0 | 0 | 0
0 | 0 | 0
0 | 0 | 0
0 | 0 | 0
0 | 0 | 0
0 | 0 | 0
0 | 0 | 0
0 | 0 | 0
0 | 0 | 0
0 | 0 | 0
53.8315 | 52.7549 | 53.7675
974.1726 | 954.6891 | 973.0142
3426.9846 | 3358.4449 | 3422.9095
4425.8295 | 4337.3129 | 4420.5666
4961.0141 | 4861.7938 | 4955.1148
4997.0801 | 4897.1385 | 4991.138
4584.7547 | 4493.0596 | 4579.3029
3686.0543 | 3612.3332 | 3681.6712
697.3739 | 683.4265 | 696.5447
127.883 | 125.3253 | 127.7309
0 | 0 | 0
0 | 0 | 0
0 | 0 | 0
0 | 0 | 0
0 | 0 | 0
0 | 0 | 0
0 | 0 | 0
0 | 0 | 0
0 | 0 | 0
0 | 0 | 0
0 | 0 | 0
0 | 0 | 0
0 | 0 | 0
0 | 0 | 0
0 | 0 | 0
93.7227 | 91.8482 | 93.6112
747.6934 | 732.7395 | 746.8043
4053.7144 | 3972.6401 | 4048.8941
1408.2863 | 1380.1206 | 1406.6117
1000.0384 | 980.0377 | 998.8493
614.2014 | 601.9174 | 613.471
400.4831 | 392.4735 | 400.0069
2036.2701 | 1995.5447 | 2033.8488
525.3357 | 514.829 | 524.711
0 | 0 | 0
0 | 0 | 0
0 | 0 | 0
0 | 0 | 0
0 | 0 | 0
0 | 0 | 0
0 | 0 | 0
0 | 0 | 0
0 | 0 | 0
0 | 0 | 0
0 | 0 | 0
0 | 0 | 0
0 | 0 | 0
0 | 0 | 0
8.9461 | 8.7671 | 8.9354
2037.7886 | 1997.0328 | 2035.3654
3567.3164 | 3495.9701 | 3563.0744
745.5809 | 730.6692 | 744.6943
1421.4201 | 1392.9917 | 1419.7298
5230.4453 | 5125.8364 | 5224.2257
1455.5728 | 1426.4613 | 1453.8419
832.8954 | 816.2375 | 831.905
441.3312 | 432.5046 | 440.8064
93.6578 | 91.7846 | 93.5464
0 | 0 | 0
0 | 0 | 0
0 | 0 | 0
0 | 0 | 0
0 | 0 | 0
0 | 0 | 0
0 | 0 | 0
0 | 0 | 0
0 | 0 | 0
0 | 0 | 0
0 | 0 | 0
0 | 0 | 0
0 | 0 | 0
0 | 0 | 0
8.4986 | 8.3286 | 8.4885
350.7601 | 343.7449 | 350.343
960.0952 | 940.8933 | 958.9535
1666.5051 | 1633.175 | 1664.5234
1251.6723 | 1226.6388 | 1250.1839
5317.2271 | 5210.8825 | 5310.9043
4869.2527 | 4771.8677 | 4863.4626
3937.7539 | 3858.9988 | 3933.0714
2629.2513 | 2576.6663 | 2626.1248
960.7246 | 941.5101 | 959.5822
0 | 0 | 0
0 | 0 | 0
0 | 0 | 0
0 | 0 | 0
0 | 0 | 0
0 | 0 | 0
0 | 0 | 0
0 | 0 | 0
0 | 0 | 0
0 | 0 | 0
0 | 0 | 0
0 | 0 | 0
0 | 0 | 0
0 | 0 | 0
165.1907 | 161.8869 | 164.9943
2202.1889 | 2158.1451 | 2199.5703
3679.9557 | 3606.3566 | 3675.5798
4580.3384 | 4488.7316 | 4574.8918
5075.2178 | 4973.7134 | 5069.1827
5131.2457 | 5028.6208 | 5125.1441
4746.8594 | 4651.9222 | 4741.2148
3958.7202 | 3879.5458 | 3954.0129
2736.6999 | 2681.9659 | 2733.4456
1047.0954 | 1026.1535 | 1045.8503
0 | 0 | 0
0 | 0 | 0
0 | 0 | 0
0 | 0 | 0
0 | 0 | 0
0 | 0 | 0
0 | 0 | 0
0 | 0 | 0
0 | 0 | 0
0 | 0 | 0
0 | 0 | 0
0 | 0 | 0
0 | 0 | 0
0 | 0 | 0
60.3529 | 59.1458 | 60.2811
812.4463 | 796.1974 | 811.4803
495.3063 | 485.4001 | 494.7173
872.5765 | 855.125 | 871.5389
1183.1409 | 1159.4781 | 1181.734
1474.9056 | 1445.4075 | 1473.1518
2614.7071 | 2562.4129 | 2611.5979
980.9463 | 961.3274 | 979.7799
219.9111 | 215.5128 | 219.6496
953.2861 | 934.2204 | 952.1526
0 | 0 | 0
0 | 0 | 0
0 | 0 | 0
0 | 0 | 0
0 | 0 | 0
0 | 0 | 0
0 | 0 | 0
0 | 0 | 0
0 | 0 | 0
0 | 0 | 0
0 | 0 | 0
0 | 0 | 0
0 | 0 | 0
0 | 0 | 0
579.8201 | 568.2237 | 579.1306
2249.7523 | 2204.7573 | 2247.0771
3705.5537 | 3631.4427 | 3701.1474
4724.687 | 4630.1933 | 4719.0688
5255.8501 | 5150.7331 | 5249.6003
5314.7202 | 5208.4258 | 5308.4003
4826.2381 | 4729.7133 | 4820.4991
4006.8744 | 3926.7369 | 4002.1097
2761.6652 | 2706.4319 | 2758.3813
1091.499 | 1069.669 | 1090.2011
0 | 0 | 0
0 | 0 | 0
0 | 0 | 0
0 | 0 | 0
0 | 0 | 0
0 | 0 | 0
0 | 0 | 0
0 | 0 | 0
0 | 0 | 0
0 | 0 | 0
0 | 0 | 0
0 | 0 | 0
0 | 0 | 0
0 | 0 | 0
0 | 0 | 0
2272.7204 | 2227.266 | 2270.0179
3681.347 | 3607.7201 | 3676.9695
1730.5146 | 1695.9043 | 1728.4568
2501.234 | 2451.2093 | 2498.2597
4441.6362 | 4352.8035 | 4436.3546
2476.6581 | 2427.1249 | 2473.713
2321.458 | 2275.0288 | 2318.6975
1528.9711 | 1498.3917 | 1527.153
672.2045 | 658.7604 | 671.4052
0 | 0 | 0
0 | 0 | 0
0 | 0 | 0
0 | 0 | 0
0 | 0 | 0
0 | 0 | 0
0 | 0 | 0
0 | 0 | 0
0 | 0 | 0
0 | 0 | 0
0 | 0 | 0
0 | 0 | 0
0 | 0 | 0
0 | 0 | 0
7.8598 | 7.7026 | 7.8505
1529.1623 | 1498.5791 | 1527.344
2529.2317 | 2478.647 | 2526.2241
4531.7601 | 4441.1249 | 4526.3713
5045.6988 | 4944.7848 | 5039.6988
5107.9276 | 5005.7691 | 5101.8537
4803.0941 | 4707.0322 | 4797.3827
2226.2073 | 2181.6832 | 2223.5601
2645.8254 | 2592.9089 | 2642.6792
997.6076 | 977.6555 | 996.4214
0 | 0 | 0
0 | 0 | 0
0 | 0 | 0
0 | 0 | 0
0 | 0 | 0
0 | 0 | 0
0 | 0 | 0
0 | 0 | 0
0 | 0 | 0
0 | 0 | 0
0 | 0 | 0
0 | 0 | 0
0 | 0 | 0
0 | 0 | 0
499.1669 | 489.1836 | 498.5734
2148.1976 | 2105.2337 | 2145.6432
3604.1016 | 3532.0196 | 3599.8159
4624.977 | 4532.4774 | 4619.4773
5154.5648 | 5051.4735 | 5148.4354
5221.6468 | 5117.2139 | 5215.4377
4848.2467 | 4751.2818 | 4842.4816
4023.0277 | 3942.5672 | 4018.2439
1171.6056 | 1148.1735 | 1170.2124
597.9878 | 586.028 | 597.2767
0 | 0 | 0
0 | 0 | 0
0 | 0 | 0
0 | 0 | 0
0 | 0 | 0
0 | 0 | 0
0 | 0 | 0
0 | 0 | 0
0 | 0 | 0
0 | 0 | 0
0 | 0 | 0
0 | 0 | 0
0 | 0 | 0
0 | 0 | 0
497.8069 | 487.8508 | 497.215
640.6877 | 627.874 | 639.9259
746.9793 | 732.0397 | 746.091
2754.2787 | 2699.1932 | 2751.0036
3249.7608 | 3184.7656 | 3245.8964
4193.7262 | 4109.8517 | 4188.7394
4995.1733 | 4895.2698 | 4989.2334
4118.7411 | 4036.3663 | 4113.8435
1037.6693 | 1016.916 | 1036.4354
1124.0902 | 1101.6084 | 1122.7536
0 | 0 | 0
0 | 0 | 0
0 | 0 | 0
0 | 0 | 0
0 | 0 | 0
0 | 0 | 0
0 | 0 | 0
0 | 0 | 0
0 | 0 | 0
0 | 0 | 0
0 | 0 | 0
0 | 0 | 0
0 | 0 | 0
0 | 0 | 0
568.0848 | 556.7231 | 567.4093
1302.5329 | 1276.4822 | 1300.984
2911.6997 | 2853.4657 | 2908.2374
3673.6069 | 3600.1347 | 3669.2385
4714.5174 | 4620.2271 | 4708.9113
4261.7464 | 4176.5115 | 4256.6787
4422.2567 | 4333.8116 | 4416.9981
3462.0941 | 3392.8522 | 3457.9773
2094.7937 | 2052.8978 | 2092.3027
766.9133 | 751.575 | 766.0014
0 | 0 | 0
0 | 0 | 0
0 | 0 | 0
0 | 0 | 0
0 | 0 | 0
0 | 0 | 0
0 | 0 | 0
0 | 0 | 0
0 | 0 | 0
0 | 0 | 0
0 | 0 | 0
0 | 0 | 0
0 | 0 | 0
0 | 0 | 0
60.4822 | 59.2726 | 60.4103
455.6013 | 446.4893 | 455.0595
807.4287 | 791.2801 | 806.4685
1051.8266 | 1030.7901 | 1050.5759
1124.2785 | 1101.7929 | 1122.9416
1382.7196 | 1355.0653 | 1381.0754
1585.3957 | 1553.6878 | 1583.5105
287.0536 | 281.3125 | 286.7123
1896.0342 | 1858.1135 | 1893.7796
210.7935 | 206.5777 | 210.5429
0 | 0 | 0
0 | 0 | 0
0 | 0 | 0
0 | 0 | 0
0 | 0 | 0
0 | 0 | 0
0 | 0 | 0
0 | 0 | 0
0 | 0 | 0
0 | 0 | 0
0 | 0 | 0
0 | 0 | 0
0 | 0 | 0
0 | 0 | 0
61.4721 | 60.2427 | 61.399
304.7008 | 298.6068 | 304.3385
403.9357 | 395.857 | 403.4554
636.5258 | 623.7953 | 635.7689
1837.8181 | 1801.0618 | 1835.6328
5304.2071 | 5198.1229 | 5297.8997
3191.6609 | 3127.8277 | 3187.8657
1013.8006 | 993.5246 | 1012.5951
1576.2731 | 1544.7477 | 1574.3988
239.8476 | 235.0507 | 239.5624
0 | 0 | 0
0 | 0 | 0
0 | 0 | 0
0 | 0 | 0
0 | 0 | 0
0 | 0 | 0
0 | 0 | 0
0 | 0 | 0
0 | 0 | 0
0 | 0 | 0
0 | 0 | 0
0 | 0 | 0
0 | 0 | 0
0 | 0 | 0
21.2653 | 20.8399 | 21.24
882.9365 | 865.2778 | 881.8866
2787.926 | 2732.1675 | 2784.6108
923.5474 | 905.0764 | 922.4492
1926.6587 | 1888.1255 | 1924.3677
5650.992 | 5537.9722 | 5644.2723
5247.262 | 5142.3167 | 5241.0224
4329.2741 | 4242.6886 | 4324.126
2970.6895 | 2911.2757 | 2967.157
1274.8741 | 1249.3766 | 1273.3582
0 | 0 | 0
0 | 0 | 0
0 | 0 | 0
0 | 0 | 0
0 | 0 | 0
0 | 0 | 0
0 | 0 | 0
0 | 0 | 0
0 | 0 | 0
0 | 0 | 0
0 | 0 | 0
0 | 0 | 0
0 | 0 | 0
0 | 0 | 0
619.3612 | 606.9739 | 618.6247
2327.5174 | 2280.9671 | 2324.7497
3837.1513 | 3760.4083 | 3832.5885
4915.8412 | 4817.5244 | 4909.9957
3129.2018 | 3066.6177 | 3125.4808
2639.4193 | 2586.6309 | 2636.2807
2926.0315 | 2867.5108 | 2922.5521
3841.7829 | 3764.9473 | 3837.2146
2097.2779 | 2055.3324 | 2094.784
720.1566 | 705.7534 | 719.3002
0 | 0 | 0
0 | 0 | 0
0 | 0 | 0
0 | 0 | 0
0 | 0 | 0
0 | 0 | 0
0 | 0 | 0
0 | 0 | 0
0 | 0 | 0
0 | 0 | 0
0 | 0 | 0
0 | 0 | 0
0 | 0 | 0
0 | 0 | 0
628.402 | 615.834 | 627.6548
2335.5262 | 2288.8157 | 2332.749
3782.2009 | 3706.5569 | 3777.7034
4789.5051 | 4693.715 | 4783.8099
5328.9107 | 5222.3325 | 5322.574
5394.06 | 5286.1788 | 5387.6458
5014.0185 | 4913.7381 | 5008.0562
4280.323 | 4194.7165 | 4275.2332
2962.0838 | 2902.8421 | 2958.5615
1279.5002 | 1253.9102 | 1277.9787
0 | 0 | 0
0 | 0 | 0
0 | 0 | 0
0 | 0 | 0
0 | 0 | 0
0 | 0 | 0
0 | 0 | 0
0 | 0 | 0
0 | 0 | 0
0 | 0 | 0
0 | 0 | 0
0 | 0 | 0
0 | 0 | 0
0 | 0 | 0
590.1235 | 578.3211 | 589.4218
2263.9408 | 2218.662 | 2261.2487
3737.397 | 3662.649 | 3732.9528
2550.6141 | 2499.6018 | 2547.5811
2224.8544 | 2180.3573 | 2222.2088
2176.6479 | 2133.1149 | 2174.0596
1834.8356 | 1798.1389 | 1832.6537
2503.3411 | 2453.2743 | 2500.3644
1083.6109 | 1061.9387 | 1082.3224
475.8199 | 466.3035 | 475.2541
0 | 0 | 0
0 | 0 | 0
0 | 0 | 0
0 | 0 | 0
0 | 0 | 0
0 | 0 | 0
0 | 0 | 0
0 | 0 | 0
0 | 0 | 0
0 | 0 | 0
0 | 0 | 0
0 | 0 | 0
0 | 0 | 0
0 | 0 | 0
594.0647 | 582.1834 | 593.3583
1773.5091 | 1738.0389 | 1771.4002
3349.3239 | 3282.3374 | 3345.3412
4604.4041 | 4512.3161 | 4598.929
5184.0983 | 5080.4164 | 5177.9338
5279.3459 | 5173.759 | 5273.0681
4900.9833 | 4802.9636 | 4895.1554
4093.7766 | 4011.901 | 4088.9086
2871.9692 | 2814.5298 | 2868.5541
1316.6522 | 1290.3192 | 1315.0865
0 | 0 | 0
0 | 0 | 0
0 | 0 | 0
0 | 0 | 0
0 | 0 | 0
0 | 0 | 0
0 | 0 | 0
0 | 0 | 0
0 | 0 | 0
0 | 0 | 0
0 | 0 | 0
0 | 0 | 0
0 | 0 | 0
0 | 0 | 0
493.4518 | 483.5828 | 492.8651
2111.3446 | 2069.1177 | 2108.834
1397.7341 | 1369.7794 | 1396.072
4649.9941 | 4556.9942 | 4644.4647
5126.0614 | 5023.5402 | 5119.966
5194.6332 | 5090.7405 | 5188.4562
4786.7609 | 4691.0257 | 4781.0689
3966.379 | 3887.0514 | 3961.6625
2812.9833 | 2756.7236 | 2809.6383
1271.7346 | 1246.2999 | 1270.2223
0 | 0 | 0
0 | 0 | 0
0 | 0 | 0
0 | 0 | 0
0 | 0 | 0
0 | 0 | 0
0 | 0 | 0
0 | 0 | 0
0 | 0 | 0
0 | 0 | 0
0 | 0 | 0
0 | 0 | 0
0 | 0 | 0
0 | 0 | 0
96.9812 | 95.0415 | 96.8658
520.3001 | 509.8941 | 519.6815
167.8182 | 164.4619 | 167.6187
418.0597 | 409.6985 | 417.5626
552.4385 | 541.3897 | 551.7816
635.8633 | 623.1461 | 635.1072
783.7138 | 768.0395 | 782.7819
902.268 | 884.2226 | 901.1951
1670.8112 | 1637.395 | 1668.8244
1307.9965 | 1281.8365 | 1306.4411
0 | 0 | 0
0 | 0 | 0
0 | 0 | 0
0 | 0 | 0
0 | 0 | 0
0 | 0 | 0
0 | 0 | 0
0 | 0 | 0
0 | 0 | 0
0 | 0 | 0
0 | 0 | 0
0 | 0 | 0
0 | 0 | 0
0 | 0 | 0
310.5144 | 304.3041 | 310.1451
1509.911 | 1479.7127 | 1508.1155
2368.0091 | 2320.649 | 2365.1933
4024.9885 | 3944.4887 | 4020.2023
5192.7346 | 5088.8799 | 5186.5599
5204.226 | 5100.1415 | 5198.0376
3832.5899 | 3755.9381 | 3828.0325
4030.6627 | 3950.0494 | 4025.8698
2453.4416 | 2404.3727 | 2450.5241
1086.0386 | 1064.3179 | 1084.7472
0 | 0 | 0
0 | 0 | 0
0 | 0 | 0
0 | 0 | 0
0 | 0 | 0
0 | 0 | 0
0 | 0 | 0
0 | 0 | 0
0 | 0 | 0
0 | 0 | 0
0 | 0 | 0
0 | 0 | 0
0 | 0 | 0
0 | 0 | 0
511.3689 | 501.1415 | 510.7608
2491.7562 | 2441.9211 | 2488.7932
3883.0169 | 3805.3566 | 3878.3996
4861.8942 | 4764.6564 | 4856.1129
5354.6859 | 5247.5922 | 5348.3186
5380.357 | 5272.7499 | 5373.9592
5012.0355 | 4911.7948 | 5006.0756
4207.2836 | 4123.1379 | 4202.2806
3001.1135 | 2941.0912 | 2997.5448
1435.8574 | 1407.1402 | 1434.15
0 | 0 | 0
0 | 0 | 0
0 | 0 | 0
0 | 0 | 0
0 | 0 | 0
0 | 0 | 0
0 | 0 | 0
0 | 0 | 0
0 | 0 | 0
0 | 0 | 0
0 | 0 | 0
0 | 0 | 0
0 | 0 | 0
0 | 0 | 0
789.9661 | 774.1668 | 789.0267
2007.3956 | 1967.2477 | 2005.0086
3215.1909 | 3150.8871 | 3211.3677
4797.3124 | 4701.3661 | 4791.6078
5304.8408 | 5198.744 | 5298.5327
5352.1801 | 5245.1365 | 5345.8157
4933.6247 | 4834.9522 | 4927.7581
4127.7997 | 4045.2437 | 4122.8913
2930.232 | 2871.6274 | 2926.7476
1403.3925 | 1375.3246 | 1401.7237
0 | 0 | 0
0 | 0 | 0
0 | 0 | 0
0 | 0 | 0
0 | 0 | 0
0 | 0 | 0
0 | 0 | 0
0 | 0 | 0
0 | 0 | 0
0 | 0 | 0
0 | 0 | 0
0 | 0 | 0
0 | 0 | 0
0 | 0 | 0
723.0844 | 708.6227 | 722.2246
2311.4177 | 2265.1893 | 2308.6691
3582.521 | 3510.8706 | 3578.2609
4557.7431 | 4466.5883 | 4552.3234
5049.3156 | 4948.3293 | 5043.3114
5112.5823 | 5010.3307 | 5106.5029
4867.4298 | 4770.0812 | 4861.6419
4146.2952 | 4063.3693 | 4141.3648
2962.1698 | 2902.9264 | 2958.6474
1419.8991 | 1391.5011 | 1418.2107
0 | 0 | 0
0 | 0 | 0
0 | 0 | 0
0 | 0 | 0
0 | 0 | 0
0 | 0 | 0
0 | 0 | 0
0 | 0 | 0
0 | 0 | 0
0 | 0 | 0
0 | 0 | 0
0 | 0 | 0
0 | 0 | 0
0 | 0 | 0
781.1406 | 765.5178 | 780.2118
2436.8198 | 2388.0834 | 2433.9221
3781.249 | 3705.624 | 3776.7527
4743.0156 | 4648.1553 | 4737.3756
5221.6044 | 5117.1723 | 5215.3953
5285.8494 | 5180.1324 | 5279.5639
4928.5503 | 4829.9793 | 4922.6897
4098.9608 | 4016.9816 | 4094.0867
2902.7453 | 2844.6904 | 2899.2936
1443.0178 | 1414.1575 | 1441.3019
0 | 0 | 0
0 | 0 | 0
0 | 0 | 0
0 | 0 | 0
0 | 0 | 0
0 | 0 | 0
0 | 0 | 0
0 | 0 | 0
0 | 0 | 0
0 | 0 | 0
0 | 0 | 0
0 | 0 | 0
0 | 0 | 0
0 | 0 | 0
467.9763 | 458.6168 | 467.4198
2441.39 | 2392.5622 | 2438.4869
3786.5185 | 3710.7882 | 3782.0159
4693.7705 | 4599.8951 | 4688.1891
5190.2039 | 5086.3998 | 5184.0321
5259.7882 | 5154.5924 | 5253.5336
4894.5424 | 4796.6516 | 4888.7223
4135.2668 | 4052.5615 | 4130.3495
2745.6971 | 2690.7832 | 2742.4321
1275.6612 | 1250.148 | 1274.1443
0 | 0 | 0
0 | 0 | 0
0 | 0 | 0
0 | 0 | 0
0 | 0 | 0
0 | 0 | 0
0 | 0 | 0
0 | 0 | 0
0 | 0 | 0
0 | 0 | 0
0 | 0 | 0
0 | 0 | 0
0 | 0 | 0
0 | 0 | 0
0 | 0 | 0
128.7603 | 126.1851 | 128.6072
1004.9578 | 984.8586 | 1003.7628
1779.3175 | 1743.7311 | 1777.2017
3788.0772 | 3712.3156 | 3783.5727
4240.8005 | 4155.9845 | 4235.7577
2972.5018 | 2913.0518 | 2968.9672
4326.3166 | 4239.7903 | 4321.1721
3062.7304 | 3001.4758 | 3059.0884
1537.963 | 1507.2038 | 1536.1342
0 | 0 | 0
0 | 0 | 0
0 | 0 | 0
0 | 0 | 0
0 | 0 | 0
0 | 0 | 0
0 | 0 | 0
0 | 0 | 0
0 | 0 | 0
0 | 0 | 0
0 | 0 | 0
0 | 0 | 0
0 | 0 | 0
0 | 0 | 0
58.8614 | 57.6842 | 58.7914
1838.7569 | 1801.9818 | 1836.5704
2981.3024 | 2921.6763 | 2977.7572
3868.9489 | 3791.57 | 3864.3483
4504.321 | 4414.2346 | 4498.9649
4480.3589 | 4390.7517 | 4475.0312
4641.8511 | 4549.0141 | 4636.3314
3444.2458 | 3375.3609 | 3440.1502
2259.0703 | 2213.8889 | 2256.384
1481.4002 | 1451.7722 | 1479.6386
0 | 0 | 0
0 | 0 | 0
0 | 0 | 0
0 | 0 | 0
0 | 0 | 0
0 | 0 | 0
0 | 0 | 0
0 | 0 | 0
0 | 0 | 0
0 | 0 | 0
0 | 0 | 0
0 | 0 | 0
0 | 0 | 0
0 | 0 | 0
526.8901 | 516.3523 | 526.2636
2457.6014 | 2408.4494 | 2454.679
3692.7794 | 3618.9238 | 3688.3882
4573.7929 | 4482.317 | 4568.3541
5161.8005 | 5058.5645 | 5155.6625
5238.3505 | 5133.5835 | 5232.1215
4780.2496 | 4684.6446 | 4774.5653
4086.187 | 4004.4632 | 4081.328
2965.9825 | 2906.6628 | 2962.4556
1499.2271 | 1469.2426 | 1497.4444
0 | 0 | 0
0 | 0 | 0
0 | 0 | 0
0 | 0 | 0
0 | 0 | 0
0 | 0 | 0
0 | 0 | 0
0 | 0 | 0
0 | 0 | 0
0 | 0 | 0
0 | 0 | 0
0 | 0 | 0
0 | 0 | 0
0 | 0 | 0
573.638 | 562.1652 | 572.9558
2561.3884 | 2510.1606 | 2558.3426
3855.8875 | 3778.7697 | 3851.3024
4734.212 | 4639.5277 | 4728.5824
5189.4956 | 5085.7056 | 5183.3246
5243.0912 | 5138.2294 | 5236.8566
4901.2113 | 4803.187 | 4895.3832
4161.2996 | 4078.0736 | 4156.3513
2992.936 | 2933.0773 | 2989.3771
1275.102 | 1249.6 | 1273.5857
0 | 0 | 0
0 | 0 | 0
0 | 0 | 0
0 | 0 | 0
0 | 0 | 0
0 | 0 | 0
0 | 0 | 0
0 | 0 | 0
0 | 0 | 0
0 | 0 | 0
0 | 0 | 0
0 | 0 | 0
0 | 0 | 0
0 | 0 | 0
64.5378 | 63.2471 | 64.4611
102.3108 | 100.2646 | 102.1892
1146.3352 | 1123.4085 | 1144.9721
1111.638 | 1089.4053 | 1110.3161
3302.696 | 3236.6421 | 3298.7687
4669.5285 | 4576.138 | 4663.9759
2832.6599 | 2776.0067 | 2829.2916
1990.7764 | 1950.9609 | 1988.4091
657.7561 | 644.601 | 656.974
187.0842 | 183.3425 | 186.8618
0 | 0 | 0
0 | 0 | 0
0 | 0 | 0
0 | 0 | 0
0 | 0 | 0
0 | 0 | 0
0 | 0 | 0
0 | 0 | 0
0 | 0 | 0
0 | 0 | 0
0 | 0 | 0
0 | 0 | 0
0 | 0 | 0
0 | 0 | 0
144.3824 | 141.4948 | 144.2107
156.3935 | 153.2657 | 156.2076
1102.632 | 1080.5794 | 1101.3208
117.1407 | 114.7978 | 117.0014
3854.8649 | 3777.7676 | 3850.281
3332.0207 | 3265.3803 | 3328.0586
3779.0994 | 3703.5174 | 3774.6056
3234.3676 | 3169.6802 | 3230.5215
1921.6759 | 1883.2423 | 1919.3908
1533.3495 | 1502.6825 | 1531.5262
0 | 0 | 0
0 | 0 | 0
0 | 0 | 0
0 | 0 | 0
0 | 0 | 0
0 | 0 | 0
0 | 0 | 0
0 | 0 | 0
0 | 0 | 0
0 | 0 | 0
0 | 0 | 0
0 | 0 | 0
0 | 0 | 0
0 | 0 | 0
973.9688 | 954.4894 | 972.8106
2793.1641 | 2737.3009 | 2789.8427
4331.3729 | 4244.7454 | 4326.2224
5409.8315 | 5301.6348 | 5403.3985
5954.3441 | 5835.2572 | 5947.2637
6030.6495 | 5910.0365 | 6023.4784
5629.3554 | 5516.7683 | 5622.6614
4781.9078 | 4686.2696 | 4776.2215
3467.4354 | 3398.0867 | 3463.3122
1738.0176 | 1703.2572 | 1735.9509
0 | 0 | 0
0 | 0 | 0
0 | 0 | 0
0 | 0 | 0
0 | 0 | 0
0 | 0 | 0
0 | 0 | 0
0 | 0 | 0
0 | 0 | 0
0 | 0 | 0
0 | 0 | 0
0 | 0 | 0
0 | 0 | 0
0 | 0 | 0
1010.3929 | 990.185 | 1009.1914
2715.8657 | 2661.5483 | 2712.6362
4125.0708 | 4042.5694 | 4120.1656
5066.4079 | 4965.0797 | 5060.3833
5570.4977 | 5459.0878 | 5563.8737
5635.5294 | 5522.8188 | 5628.828
5257.0424 | 5151.9015 | 5250.7911
4406.0515 | 4317.9305 | 4400.8122
3237.6393 | 3172.8865 | 3233.7893
1699.5168 | 1665.5264 | 1697.4959
216.8389 | 212.5021 | 216.581
0 | 0 | 0
0 | 0 | 0
0 | 0 | 0
0 | 0 | 0
0 | 0 | 0
0 | 0 | 0
0 | 0 | 0
0 | 0 | 0
0 | 0 | 0
0 | 0 | 0
0 | 0 | 0
0 | 0 | 0
0 | 0 | 0
1054.4747 | 1033.3852 | 1053.2208
2057.4337 | 2016.285 | 2054.9871
4122.6686 | 4040.2152 | 4117.7662
5027.0712 | 4926.5297 | 5021.0934
5563.1973 | 5451.9333 | 5556.582
5627.1822 | 5514.6385 | 5620.4908
5260.5473 | 5155.3363 | 5254.2919
4450.3212 | 4361.3148 | 4445.0293
3232.641 | 3167.9882 | 3228.797
1675.0181 | 1641.5177 | 1673.0263
56.3934 | 55.2655 | 56.3263
0 | 0 | 0
0 | 0 | 0
0 | 0 | 0
0 | 0 | 0
0 | 0 | 0
0 | 0 | 0
0 | 0 | 0
0 | 0 | 0
0 | 0 | 0
0 | 0 | 0
0 | 0 | 0
0 | 0 | 0
0 | 0 | 0
773.9689 | 758.4895 | 773.0485
2684.581 | 2630.8894 | 2681.3887
3978.7034 | 3899.1293 | 3973.9722
4824.3747 | 4727.8872 | 4818.638
5302.3655 | 5196.3182 | 5296.0604
5534.4726 | 5423.7832 | 5527.8915
5274.3088 | 5168.8226 | 5268.037
4336.8295 | 4250.0929 | 4331.6725
1794.9808 | 1759.0812 | 1792.8464
1321.7376 | 1295.3029 | 1320.1659
44.9248 | 44.0263 | 44.8714
0 | 0 | 0
0 | 0 | 0
0 | 0 | 0
0 | 0 | 0
0 | 0 | 0
0 | 0 | 0
0 | 0 | 0
0 | 0 | 0
0 | 0 | 0
0 | 0 | 0
0 | 0 | 0
0 | 0 | 0
0 | 0 | 0
110.8324 | 108.6158 | 110.7006
716.8195 | 702.4831 | 715.9671
1530.1748 | 1499.5713 | 1528.3553
2161.3844 | 2118.1567 | 2158.8142
2288.1299 | 2242.3673 | 2285.4091
1673.643 | 1640.1701 | 1671.6528
1363.3213 | 1336.0548 | 1361.7001
279.9595 | 274.3603 | 279.6266
262.2749 | 257.0294 | 261.9631
238.5427 | 233.7719 | 238.2591
0 | 0 | 0
0 | 0 | 0
0 | 0 | 0
0 | 0 | 0
0 | 0 | 0
0 | 0 | 0
0 | 0 | 0
0 | 0 | 0
0 | 0 | 0
0 | 0 | 0
0 | 0 | 0
0 | 0 | 0
0 | 0 | 0
0 | 0 | 0
81.7098 | 80.0757 | 81.6127
469.2087 | 459.8245 | 468.6507
1089.2164 | 1067.432 | 1087.9212
398.1012 | 390.1392 | 397.6278
1682.19 | 1648.5462 | 1680.1897
1464.6026 | 1435.3106 | 1462.861
2681.3378 | 2627.711 | 2678.1494
1300.7464 | 1274.7315 | 1299.1996
2141.4705 | 2098.6411 | 2138.9241
864.9096 | 847.6114 | 863.8811
35.4823 | 34.7726 | 35.4401
0 | 0 | 0
0 | 0 | 0
0 | 0 | 0
0 | 0 | 0
0 | 0 | 0
0 | 0 | 0
0 | 0 | 0
0 | 0 | 0
0 | 0 | 0
0 | 0 | 0
0 | 0 | 0
0 | 0 | 0
0 | 0 | 0
42.7633 | 41.9081 | 42.7125
2965.2892 | 2905.9834 | 2961.7631
964.0429 | 944.762 | 962.8965
2154.2356 | 2111.1509 | 2151.6739
634.3735 | 621.686 | 633.6191
6036.2405 | 5915.5157 | 6029.0627
5546.9014 | 5435.9634 | 5540.3055
4716.0041 | 4621.684 | 4710.3962
3438.3042 | 3369.5381 | 3434.2157
1799.9329 | 1763.9343 | 1797.7926
246.8638 | 241.9266 | 246.5703
0 | 0 | 0
0 | 0 | 0
0 | 0 | 0
0 | 0 | 0
0 | 0 | 0
0 | 0 | 0
0 | 0 | 0
0 | 0 | 0
0 | 0 | 0
0 | 0 | 0
0 | 0 | 0
0 | 0 | 0
0 | 0 | 0
1231.9832 | 1207.3435 | 1230.5182
3040.102 | 2979.3 | 3036.487
4425.8466 | 4337.3296 | 4420.5837
5391.0758 | 5283.2543 | 5384.6652
5748.8071 | 5633.8309 | 5741.9711
5799.7306 | 5683.7359 | 5792.834
5448.5811 | 5339.6095 | 5442.1021
4654.4566 | 4561.3674 | 4648.9219
3543.4281 | 3472.5595 | 3539.2145
1893.9317 | 1856.0531 | 1891.6796
298.4391 | 292.4703 | 298.0842
0 | 0 | 0
0 | 0 | 0
0 | 0 | 0
0 | 0 | 0
0 | 0 | 0
0 | 0 | 0
0 | 0 | 0
0 | 0 | 0
0 | 0 | 0
0 | 0 | 0
0 | 0 | 0
0 | 0 | 0
0 | 0 | 0
658.7377 | 645.563 | 657.9544
2199.081 | 2155.0993 | 2196.466
4341.9446 | 4255.1057 | 4336.7815
5333.7354 | 5227.0607 | 5327.3929
5022.0123 | 4921.572 | 5016.0405
4862.8409 | 4765.5841 | 4857.0584
4331.847 | 4245.2101 | 4326.696
4216.3378 | 4132.011 | 4211.3241
1803.6713 | 1767.5978 | 1801.5265
97.4158 | 95.4675 | 97.3
0 | 0 | 0
0 | 0 | 0
0 | 0 | 0
0 | 0 | 0
0 | 0 | 0
0 | 0 | 0
0 | 0 | 0
0 | 0 | 0
0 | 0 | 0
0 | 0 | 0
0 | 0 | 0
0 | 0 | 0
0 | 0 | 0
0 | 0 | 0
427.7633 | 419.208 | 427.2546
1145.2403 | 1122.3355 | 1143.8785
1366.9238 | 1339.5853 | 1365.2984
3513.5692 | 3443.2978 | 3509.3911
3769.782 | 3694.3863 | 3765.2992
977.4749 | 957.9254 | 976.3125
3080.0553 | 3018.4542 | 3076.3928
2071.9434 | 2030.5045 | 2069.4796
2438.6637 | 2389.8904 | 2435.7638
1303.123 | 1277.0605 | 1301.5734
94.556 | 92.6649 | 94.4436
0 | 0 | 0
0 | 0 | 0
0 | 0 | 0
0 | 0 | 0
0 | 0 | 0
0 | 0 | 0
0 | 0 | 0
0 | 0 | 0
0 | 0 | 0
0 | 0 | 0
0 | 0 | 0
0 | 0 | 0
0 | 0 | 0
28.8741 | 28.2966 | 28.8398
495.3829 | 485.4752 | 494.7938
1293.5253 | 1267.6548 | 1291.9872
2976.9109 | 2917.3727 | 2973.371
4149.5773 | 4066.5858 | 4144.643
5072.2906 | 4970.8448 | 5066.2591
2701.5404 | 2647.5096 | 2698.3279
4934.7906 | 4836.0948 | 4928.9226
3606.0163 | 3533.8959 | 3601.7283
1893.5137 | 1855.6434 | 1891.2621
280.05 | 274.449 | 279.7169
0 | 0 | 0
0 | 0 | 0
0 | 0 | 0
0 | 0 | 0
0 | 0 | 0
0 | 0 | 0
0 | 0 | 0
0 | 0 | 0
0 | 0 | 0
0 | 0 | 0
0 | 0 | 0
0 | 0 | 0
0 | 0 | 0
1260.4921 | 1235.2823 | 1258.9932
2942.1351 | 2883.2924 | 2938.6365
4305.7547 | 4219.6396 | 4300.6346
5368.2252 | 5260.8607 | 5361.8417
5959.9471 | 5840.7481 | 5952.86
5399.0494 | 5291.0684 | 5392.6293
3172.3517 | 3108.9046 | 3168.5794
4122.3758 | 4039.9283 | 4117.4738
3022.9833 | 2962.5236 | 3019.3886
1750.8119 | 1715.7957 | 1748.73
407.7007 | 399.5467 | 407.2159
0 | 0 | 0
0 | 0 | 0
0 | 0 | 0
0 | 0 | 0
0 | 0 | 0
0 | 0 | 0
0 | 0 | 0
0 | 0 | 0
0 | 0 | 0
0 | 0 | 0
0 | 0 | 0
0 | 0 | 0
0 | 0 | 0
1039.284 | 1018.4983 | 1038.0482
3118.3202 | 3055.9538 | 3114.6122
4438.649 | 4349.876 | 4433.3709
5397.8136 | 5289.8573 | 5391.395
5891.7121 | 5773.8779 | 5884.7062
5913.1332 | 5794.8705 | 5906.1018
5575.6074 | 5464.0952 | 5568.9773
4754.6475 | 4659.5545 | 4748.9936
3513.2748 | 3443.0093 | 3509.0971
1591.4396 | 1559.6109 | 1589.5472
256.2954 | 251.1695 | 255.9906
0 | 0 | 0
0 | 0 | 0
0 | 0 | 0
0 | 0 | 0
0 | 0 | 0
0 | 0 | 0
0 | 0 | 0
0 | 0 | 0
0 | 0 | 0
0 | 0 | 0
0 | 0 | 0
0 | 0 | 0
0 | 0 | 0
1307.8041 | 1281.648 | 1306.249
2951.2818 | 2892.2562 | 2947.7724
4307.5652 | 4221.4139 | 4302.443
5169.0715 | 5065.69 | 5162.9248
5610.8329 | 5498.6163 | 5604.161
5450.3102 | 5341.304 | 5443.8292
4892.2216 | 4794.3771 | 4886.4041
4471.3889 | 4381.9611 | 4466.0719
3319.1442 | 3252.7614 | 3315.1974
1678.0462 | 1644.4853 | 1676.0508
325.9276 | 319.409 | 325.54
0 | 0 | 0
0 | 0 | 0
0 | 0 | 0
0 | 0 | 0
0 | 0 | 0
0 | 0 | 0
0 | 0 | 0
0 | 0 | 0
0 | 0 | 0
0 | 0 | 0
0 | 0 | 0
0 | 0 | 0
0 | 0 | 0
1285.5029 | 1259.7929 | 1283.9743
2970.2084 | 2910.8042 | 2966.6765
4275.0377 | 4189.5369 | 4269.9542
5185.4953 | 5081.7854 | 5179.3291
5669.3564 | 5555.9693 | 5662.6149
5749.5968 | 5634.6048 | 5742.7598
5412.8451 | 5304.5882 | 5406.4086
4666.8527 | 4573.5157 | 4661.3033
3442.605 | 3373.7529 | 3438.5114
1850.9144 | 1813.8962 | 1848.7135
333.9048 | 327.2267 | 333.5078
0 | 0 | 0
0 | 0 | 0
0 | 0 | 0
0 | 0 | 0
0 | 0 | 0
0 | 0 | 0
0 | 0 | 0
0 | 0 | 0
0 | 0 | 0
0 | 0 | 0
0 | 0 | 0
0 | 0 | 0
0 | 0 | 0
915.0932 | 896.7914 | 914.0051
1440.373 | 1411.5655 | 1438.6602
3119.3788 | 3056.9913 | 3115.6695
3824.4015 | 3747.9135 | 3819.8539
4723.7393 | 4629.2645 | 4718.1222
1891.6475 | 1853.8146 | 1889.3981
481.2473 | 471.6223 | 480.675
724.8126 | 710.3164 | 723.9507
473.6307 | 464.1581 | 473.0675
97.246 | 95.3011 | 97.1304
0 | 0 | 0
0 | 0 | 0
0 | 0 | 0
0 | 0 | 0
0 | 0 | 0
0 | 0 | 0
0 | 0 | 0
0 | 0 | 0
0 | 0 | 0
0 | 0 | 0
0 | 0 | 0
0 | 0 | 0
0 | 0 | 0
0 | 0 | 0
666.6415 | 653.3087 | 665.8488
2706.6544 | 2652.5214 | 2703.4359
3642.8878 | 3570.0301 | 3638.556
4625.633 | 4533.1203 | 4620.1325
4718.3197 | 4623.9533 | 4712.7091
5663.3337 | 5550.0671 | 5656.5994
5183.5724 | 5079.9009 | 5177.4085
3727.4225 | 3652.8741 | 3722.9902
2351.6907 | 2304.6569 | 2348.8943
1463.8368 | 1434.56 | 1462.0961
230.4235 | 225.8151 | 230.1495
0 | 0 | 0
0 | 0 | 0
0 | 0 | 0
0 | 0 | 0
0 | 0 | 0
0 | 0 | 0
0 | 0 | 0
0 | 0 | 0
0 | 0 | 0
0 | 0 | 0
0 | 0 | 0
0 | 0 | 0
0 | 0 | 0
1107.3121 | 1085.1658 | 1105.9954
1685.885 | 1652.1673 | 1683.8802
2486.6364 | 2436.9037 | 2483.6795
3473.2743 | 3403.8089 | 3469.1442
2421.659 | 2373.2258 | 2418.7793
2426.3072 | 2377.781 | 2423.422
3709.2198 | 3635.0354 | 3704.8091
4007.9532 | 3927.7941 | 4003.1873
1236.1564 | 1211.4332 | 1234.6864
683.1931 | 669.5292 | 682.3807
95.8833 | 93.9656 | 95.7692
0 | 0 | 0
0 | 0 | 0
0 | 0 | 0
0 | 0 | 0
0 | 0 | 0
0 | 0 | 0
0 | 0 | 0
0 | 0 | 0
0 | 0 | 0
0 | 0 | 0
0 | 0 | 0
0 | 0 | 0
0 | 0 | 0
368.3558 | 360.9887 | 367.9178
830.1043 | 813.5022 | 829.1172
963.7087 | 944.4345 | 962.5627
2575.4712 | 2523.9617 | 2572.4086
3105.486 | 3043.3763 | 3101.7932
3370.9299 | 3303.5114 | 3366.9215
1536.24 | 1505.5152 | 1534.4132
899.2988 | 881.3128 | 898.2294
919.2956 | 900.9097 | 918.2025
880.0517 | 862.4507 | 879.0052
131.9073 | 129.2692 | 131.7505
0 | 0 | 0
0 | 0 | 0
0 | 0 | 0
0 | 0 | 0
0 | 0 | 0
0 | 0 | 0
0 | 0 | 0
0 | 0 | 0
0 | 0 | 0
0 | 0 | 0
0 | 0 | 0
0 | 0 | 0
0 | 0 | 0
591.8505 | 580.0135 | 591.1467
1472.5477 | 1443.0967 | 1470.7967
2378.8705 | 2331.2931 | 2376.0417
4128.1052 | 4045.5431 | 4123.1964
6152.6444 | 6029.5915 | 6145.3282
6160.1532 | 6036.9501 | 6152.828
2889.5918 | 2831.8 | 2886.1558
4161.419 | 4078.1906 | 4156.4706
3659.8252 | 3586.6287 | 3655.4732
1977.5759 | 1938.0244 | 1975.2244
362.049 | 354.808 | 361.6184
0 | 0 | 0
0 | 0 | 0
0 | 0 | 0
0 | 0 | 0
0 | 0 | 0
0 | 0 | 0
0 | 0 | 0
0 | 0 | 0
0 | 0 | 0
0 | 0 | 0
0 | 0 | 0
0 | 0 | 0
98.5815 | 96.6099 | 98.4643
1527.9159 | 1497.3576 | 1526.099
3296.7117 | 3230.7775 | 3292.7915
4736.8909 | 4642.1531 | 4731.2582
5672.3939 | 5558.946 | 5665.6488
6149.5053 | 6026.5152 | 6142.1928
6160.1532 | 6036.9501 | 6152.828
5745.8183 | 5630.9019 | 5738.9858
4895.484 | 4797.5743 | 4889.6627
3610.9288 | 3538.7102 | 3606.6349
1985.3097 | 1945.6035 | 1982.949
406.7253 | 398.5908 | 406.2417
0 | 0 | 0
0 | 0 | 0
0 | 0 | 0
0 | 0 | 0
0 | 0 | 0
0 | 0 | 0
0 | 0 | 0
0 | 0 | 0
0 | 0 | 0
0 | 0 | 0
0 | 0 | 0
0 | 0 | 0
59.142 | 57.9592 | 59.0717
1524.4392 | 1493.9504 | 1522.6265
3177.8414 | 3114.2846 | 3174.0626
4346.4345 | 4259.5058 | 4341.2661
5296.8444 | 5190.9075 | 5290.5458
5741.9533 | 5627.1142 | 5735.1254
5877.7739 | 5760.2184 | 5870.7845
5541.1383 | 5430.3156 | 5534.5493
4748.3382 | 4653.3715 | 4742.6919
3546.7938 | 3475.8579 | 3542.5763
1975.2527 | 1935.7477 | 1972.9039
413.8117 | 405.5354 | 413.3196
0 | 0 | 0
0 | 0 | 0
0 | 0 | 0
0 | 0 | 0
0 | 0 | 0
0 | 0 | 0
0 | 0 | 0
0 | 0 | 0
0 | 0 | 0
0 | 0 | 0
0 | 0 | 0
0 | 0 | 0
149.8676 | 146.8702 | 149.6894
1561.0764 | 1529.8549 | 1559.2201
3240.96 | 3176.1408 | 3237.1061
4518.8816 | 4428.5039 | 4513.5081
4671.3654 | 4577.9381 | 4665.8106
5029.3677 | 4928.7803 | 5023.3872
5009.9991 | 4909.7991 | 5004.0416
5185.3139 | 5081.6077 | 5179.148
4461.9764 | 4372.7368 | 4456.6705
3137.0103 | 3074.2701 | 3133.28
1708.7014 | 1674.5274 | 1706.6696
331.4278 | 324.7992 | 331.0337
0 | 0 | 0
0 | 0 | 0
0 | 0 | 0
0 | 0 | 0
0 | 0 | 0
0 | 0 | 0
0 | 0 | 0
0 | 0 | 0
0 | 0 | 0
0 | 0 | 0
0 | 0 | 0
0 | 0 | 0
98.1693 | 96.2059 | 98.0526
1057.5444 | 1036.3935 | 1056.2868
2983.6499 | 2923.9769 | 2980.102
4541.2353 | 4450.4106 | 4535.8353
5422.1602 | 5313.717 | 5415.7126
5872.8928 | 5755.4349 | 5865.9092
5896.416 | 5778.4877 | 5889.4045
5492.6642 | 5382.8109 | 5486.1328
4701.6544 | 4607.6213 | 4696.0636
3520.1517 | 3449.7487 | 3515.9658
1513.9446 | 1483.6658 | 1512.1444
18.7008 | 18.3268 | 18.6785
0 | 0 | 0
0 | 0 | 0
0 | 0 | 0
0 | 0 | 0
0 | 0 | 0
0 | 0 | 0
0 | 0 | 0
0 | 0 | 0
0 | 0 | 0
0 | 0 | 0
0 | 0 | 0
0 | 0 | 0
104.4038 | 102.3157 | 104.2796
1446.8498 | 1417.9128 | 1445.1293
3179.0596 | 3115.4784 | 3175.2793
4565.4395 | 4474.1307 | 4560.0106
5479.8142 | 5370.2179 | 5473.298
5908.7168 | 5790.5425 | 5901.6907
5963.4566 | 5844.1875 | 5956.3654
2102.1953 | 2060.1514 | 2099.6956
4651.2522 | 4558.2272 | 4645.7213
3525.2886 | 3454.7828 | 3521.0966
1071.464 | 1050.0347 | 1070.1899
405.2785 | 397.1729 | 404.7966
0 | 0 | 0
0 | 0 | 0
0 | 0 | 0
0 | 0 | 0
0 | 0 | 0
0 | 0 | 0
0 | 0 | 0
0 | 0 | 0
0 | 0 | 0
0 | 0 | 0
0 | 0 | 0
0 | 0 | 0
46.478 | 45.5485 | 46.4228
20.2394 | 19.8346 | 20.2153
1295.9221 | 1270.0037 | 1294.3811
2607.9991 | 2555.8392 | 2604.8979
3497.2735 | 3427.3281 | 3493.1149
4041.1307 | 3960.3081 | 4036.3253
5887.7543 | 5769.9993 | 5880.7531
5490.1563 | 5380.3532 | 5483.6279
4691.3807 | 4597.5531 | 4685.8021
3465.2316 | 3395.927 | 3461.111
1557.3327 | 1526.186 | 1555.4808
179.6298 | 176.0372 | 179.4162
0 | 0 | 0
0 | 0 | 0
0 | 0 | 0
0 | 0 | 0
0 | 0 | 0
0 | 0 | 0
0 | 0 | 0
0 | 0 | 0
0 | 0 | 0
0 | 0 | 0
0 | 0 | 0
0 | 0 | 0
202.691 | 198.6372 | 202.45
1377.6342 | 1350.0815 | 1375.9961
2710.9721 | 2656.7526 | 2707.7484
3201.01 | 3136.9898 | 3197.2036
4467.7757 | 4378.4202 | 4462.463
4765.0538 | 4669.7528 | 4759.3876
4044.0107 | 3963.1305 | 4039.2019
3649.0032 | 3576.0232 | 3644.6641
3472.6678 | 3403.2145 | 3468.5384
3272.8851 | 3207.4274 | 3268.9932
1463.6226 | 1434.3502 | 1461.8822
400.8486 | 392.8316 | 400.3719
0 | 0 | 0
0 | 0 | 0
0 | 0 | 0
0 | 0 | 0
0 | 0 | 0
0 | 0 | 0
0 | 0 | 0
0 | 0 | 0
0 | 0 | 0
0 | 0 | 0
0 | 0 | 0
0 | 0 | 0
160.3214 | 157.115 | 160.1308
1510.5543 | 1480.3432 | 1508.758
2563.9246 | 2512.6461 | 2560.8758
3272.1933 | 3206.7494 | 3268.3023
3664.2731 | 3590.9877 | 3659.9159
4538.4326 | 4447.6639 | 4533.0358
3740.4477 | 3665.6387 | 3735.9999
4252.231 | 4167.1864 | 4247.1746
4501.2908 | 4411.265 | 4495.9382
3430.9667 | 3362.3474 | 3426.8869
1969.556 | 1930.1649 | 1967.214
389.4158 | 381.6275 | 388.9528
0 | 0 | 0
0 | 0 | 0
0 | 0 | 0
0 | 0 | 0
0 | 0 | 0
0 | 0 | 0
0 | 0 | 0
0 | 0 | 0
0 | 0 | 0
0 | 0 | 0
0 | 0 | 0
0 | 0 | 0
165.2627 | 161.9575 | 165.0662
1358.6364 | 1331.4636 | 1357.0208
2757.1256 | 2701.983 | 2753.847
3189.8352 | 3126.0385 | 3186.0421
4761.066 | 4665.8447 | 4755.4045
5263.3547 | 5158.0876 | 5257.096
3864.2683 | 3786.983 | 3859.6733
2633.0997 | 2580.4377 | 2629.9687
3252.2086 | 3187.1644 | 3248.3413
1056.6246 | 1035.4921 | 1055.3681
1858.2113 | 1821.0471 | 1856.0017
368.1755 | 360.812 | 367.7377
0 | 0 | 0
0 | 0 | 0
0 | 0 | 0
0 | 0 | 0
0 | 0 | 0
0 | 0 | 0
0 | 0 | 0
0 | 0 | 0
0 | 0 | 0
0 | 0 | 0
0 | 0 | 0
0 | 0 | 0
229.0156 | 224.4353 | 228.7433
1399.1412 | 1371.1583 | 1397.4774
3310.0025 | 3243.8024 | 3306.0665
4615.0442 | 4522.7433 | 4609.5564
4666.1122 | 4572.79 | 4660.5637
5556.3445 | 5445.2176 | 5549.7373
5472.4111 | 5362.9629 | 5465.9038
5472.6857 | 5363.232 | 5466.1781
4677.7679 | 4584.2126 | 4672.2055
2714.6425 | 2660.3497 | 2711.4145
1333.5199 | 1306.8495 | 1331.9342
284.6041 | 278.912 | 284.2657
0 | 0 | 0
0 | 0 | 0
0 | 0 | 0
0 | 0 | 0
0 | 0 | 0
0 | 0 | 0
0 | 0 | 0
0 | 0 | 0
0 | 0 | 0
0 | 0 | 0
0 | 0 | 0
0 | 0 | 0
269.2316 | 263.847 | 268.9115
1668.757 | 1635.3819 | 1666.7727
3257.1519 | 3192.0089 | 3253.2788
4540.4871 | 4449.6774 | 4535.0879
5419.6264 | 5311.2339 | 5413.1818
5402.7823 | 5294.7267 | 5396.3578
4707.1983 | 4613.0543 | 4701.6009
4124.7604 | 4042.2652 | 4119.8556
3190.6865 | 3126.8728 | 3186.8924
2329.8715 | 2283.274 | 2327.101
1117.1829 | 1094.8393 | 1115.8545
276.6241 | 271.0916 | 276.2952
0 | 0 | 0
0 | 0 | 0
0 | 0 | 0
0 | 0 | 0
0 | 0 | 0
0 | 0 | 0
0 | 0 | 0
0 | 0 | 0
0 | 0 | 0
0 | 0 | 0
0 | 0 | 0
0 | 0 | 0
284.312 | 278.6257 | 283.9739
1744.9162 | 1710.0179 | 1742.8413
3348.499 | 3281.529 | 3344.5172
3064.009 | 3002.7288 | 3060.3655
3943.648 | 3864.7751 | 3938.9586
5163.6784 | 5060.4048 | 5157.5381
5194.9897 | 5091.0899 | 5188.8122
4899.6775 | 4801.6839 | 4893.8512
3896.2227 | 3818.2983 | 3891.5896
1584.907 | 1553.2088 | 1583.0223
611.8172 | 599.5809 | 611.0897
227.7518 | 223.1967 | 227.481
0 | 0 | 0
0 | 0 | 0
0 | 0 | 0
0 | 0 | 0
0 | 0 | 0
0 | 0 | 0
0 | 0 | 0
0 | 0 | 0
0 | 0 | 0
0 | 0 | 0
0 | 0 | 0
0 | 0 | 0
120.9903 | 118.5705 | 120.8464
719.6203 | 705.2278 | 718.7645
1523.6998 | 1493.2258 | 1521.8879
2171.849 | 2128.412 | 2169.2664
4831.9058 | 4735.2677 | 4826.1601
5444.6772 | 5335.7837 | 5438.2029
6109.9173 | 5987.7189 | 6102.6519
5419.7083 | 5311.3141 | 5413.2636
1999.7008 | 1959.7068 | 1997.3229
2641.6453 | 2588.8124 | 2638.5041
2074.6095 | 2033.1173 | 2072.1425
490.2721 | 480.4667 | 489.6891
0 | 0 | 0
0 | 0 | 0
0 | 0 | 0
0 | 0 | 0
0 | 0 | 0
0 | 0 | 0
0 | 0 | 0
0 | 0 | 0
0 | 0 | 0
0 | 0 | 0
0 | 0 | 0
0 | 0 | 0
330.725 | 324.1105 | 330.3318
1927.8207 | 1889.2643 | 1925.5283
3653.4766 | 3580.407 | 3649.1322
5022.9201 | 4922.4617 | 5016.9473
5955.1887 | 5836.0849 | 5948.1073
6160.1532 | 6036.9501 | 6152.828
6160.1532 | 6036.9501 | 6152.828
6079.5319 | 5957.9413 | 6072.3026
5224.6652 | 5120.1719 | 5218.4524
3895.4734 | 3817.564 | 3890.8413
2226.861 | 2182.3238 | 2224.213
536.6042 | 525.8721 | 535.9661
0 | 0 | 0
0 | 0 | 0
0 | 0 | 0
0 | 0 | 0
0 | 0 | 0
0 | 0 | 0
0 | 0 | 0
0 | 0 | 0
0 | 0 | 0
0 | 0 | 0
0 | 0 | 0
0 | 0 | 0
350.818 | 343.8017 | 350.4009
1949.5358 | 1910.5451 | 1947.2176
3592.3115 | 3520.4653 | 3588.0398
4784.2411 | 4688.5562 | 4778.552
5610.3998 | 5498.1918 | 5603.7283
6007.6242 | 5887.4717 | 6000.4804
6113.1771 | 5990.9135 | 6105.9078
5707.2417 | 5593.0969 | 5700.4551
4957.0242 | 4857.8837 | 4951.1297
3775.2331 | 3699.7284 | 3770.7439
2186.627 | 2142.8945 | 2184.0269
541.4652 | 530.6359 | 540.8213
0 | 0 | 0
0 | 0 | 0
0 | 0 | 0
0 | 0 | 0
0 | 0 | 0
0 | 0 | 0
0 | 0 | 0
0 | 0 | 0
0 | 0 | 0
0 | 0 | 0
0 | 0 | 0
0 | 0 | 0
344.1396 | 337.2568 | 343.7304
1893.7081 | 1855.834 | 1891.4563
3544.4281 | 3473.5396 | 3540.2134
4826.7645 | 4730.2292 | 4821.0249
5672.8178 | 5559.3614 | 5666.0721
6076.1965 | 5954.6725 | 6068.9712
6160.1532 | 6036.9501 | 6152.828
5901.3822 | 5783.3545 | 5894.3647
3753.5734 | 3678.5019 | 3749.11
3808.1254 | 3731.9628 | 3803.597
2188.7844 | 2145.0087 | 2186.1817
541.7944 | 530.9585 | 541.1501
0 | 0 | 0
0 | 0 | 0
0 | 0 | 0
0 | 0 | 0
0 | 0 | 0
0 | 0 | 0
0 | 0 | 0
0 | 0 | 0
0 | 0 | 0
0 | 0 | 0
0 | 0 | 0
0 | 0 | 0
363.3554 | 356.0883 | 362.9234
1856.831 | 1819.6944 | 1854.623
3457.5459 | 3388.395 | 3453.4344
4006.8549 | 3926.7178 | 4002.0903
5101.2526 | 4999.2275 | 5095.1866
4452.7069 | 4363.6527 | 4447.4121
5966.4837 | 5847.1541 | 5959.3889
5509.3394 | 5399.1526 | 5502.7881
4767.6711 | 4672.3177 | 4762.0018
3592.7654 | 3520.9101 | 3588.4932
2049.6819 | 2008.6882 | 2047.2445
526.7188 | 516.1844 | 526.0925
0 | 0 | 0
0 | 0 | 0
0 | 0 | 0
0 | 0 | 0
0 | 0 | 0
0 | 0 | 0
0 | 0 | 0
0 | 0 | 0
0 | 0 | 0
0 | 0 | 0
0 | 0 | 0
0 | 0 | 0
278.6562 | 273.083 | 278.3248
2020.0257 | 1979.6252 | 2017.6236
3672.7244 | 3599.2699 | 3668.3571
4885.6818 | 4787.9681 | 4879.8721
5712.6364 | 5598.3836 | 5705.8434
6030.1718 | 5909.5683 | 6023.0012
5772.0977 | 5656.6557 | 5765.234
4476.5389 | 4387.0082 | 4471.2158
2753.3162 | 2698.2499 | 2750.0422
2078.6863 | 2037.1126 | 2076.2145
765.8993 | 750.5813 | 764.9886
357.0903 | 349.9485 | 356.6657
0 | 0 | 0
0 | 0 | 0
0 | 0 | 0
0 | 0 | 0
0 | 0 | 0
0 | 0 | 0
0 | 0 | 0
0 | 0 | 0
0 | 0 | 0
0 | 0 | 0
0 | 0 | 0
0 | 0 | 0
319.9771 | 313.5776 | 319.5966
1074.8303 | 1053.3337 | 1073.5522
938.7954 | 920.0195 | 937.6791
1303.3152 | 1277.2489 | 1301.7654
5700.6708 | 5586.6574 | 5693.8921
6152.076 | 6029.0344 | 6144.7604
6160.1532 | 6036.9501 | 6152.828
5859.3696 | 5742.1822 | 5852.4021
5052.4417 | 4951.3929 | 5046.4337
3803.6821 | 3727.6084 | 3799.159
2155.1762 | 2112.0727 | 2152.6134
563.6399 | 552.3671 | 562.9697
0 | 0 | 0
0 | 0 | 0
0 | 0 | 0
0 | 0 | 0
0 | 0 | 0
0 | 0 | 0
0 | 0 | 0
0 | 0 | 0
0 | 0 | 0
0 | 0 | 0
0 | 0 | 0
0 | 0 | 0
0 | 0 | 0
280.8716 | 275.2542 | 280.5377
610.7012 | 598.4872 | 609.975
1329.609 | 1303.0168 | 1328.0279
3416.9047 | 3348.5666 | 3412.8416
3222.4168 | 3157.9685 | 3218.585
6102.3712 | 5980.3238 | 6095.1148
5067.3836 | 4966.0359 | 5061.3579
4287.5566 | 4201.8055 | 4282.4582
3252.8835 | 3187.8258 | 3249.0155
1986.3674 | 1946.6401 | 1984.0054
542.0455 | 531.2045 | 541.4009
0 | 0 | 0
0 | 0 | 0
0 | 0 | 0
0 | 0 | 0
0 | 0 | 0
0 | 0 | 0
0 | 0 | 0
0 | 0 | 0
0 | 0 | 0
0 | 0 | 0
0 | 0 | 0
0 | 0 | 0
84.8229 | 83.1265 | 84.7221
2065.7479 | 2024.433 | 2063.2915
3887.8978 | 3810.1399 | 3883.2747
5187.2721 | 5083.5267 | 5181.1038
6045.5852 | 5924.6735 | 6038.3963
6160.1532 | 6036.9501 | 6152.828
6160.1532 | 6036.9501 | 6152.828
5865.6021 | 5748.2901 | 5858.6273
5034.1048 | 4933.4227 | 5028.1186
3647.3884 | 3574.4406 | 3643.0512
1908.9265 | 1870.7479 | 1906.6565
576.6314 | 565.0988 | 575.9457
0 | 0 | 0
0 | 0 | 0
0 | 0 | 0
0 | 0 | 0
0 | 0 | 0
0 | 0 | 0
0 | 0 | 0
0 | 0 | 0
0 | 0 | 0
0 | 0 | 0
0 | 0 | 0
0 | 0 | 0
71.3603 | 69.9331 | 71.2755
957.0212 | 937.8808 | 955.8832
2326.7505 | 2280.2155 | 2323.9838
4917.4641 | 4819.1148 | 4911.6167
5783.9285 | 5668.2499 | 5777.0507
6160.1532 | 6036.9501 | 6152.828
6160.1532 | 6036.9501 | 6152.828
5012.4422 | 4912.1934 | 5006.4819
3558.3775 | 3487.2099 | 3554.1461
3256.4141 | 3191.2858 | 3252.5418
1770.8756 | 1735.4581 | 1768.7699
486.6933 | 476.9594 | 486.1146
0 | 0 | 0
0 | 0 | 0
0 | 0 | 0
0 | 0 | 0
0 | 0 | 0
0 | 0 | 0
0 | 0 | 0
0 | 0 | 0
0 | 0 | 0
0 | 0 | 0
0 | 0 | 0
0 | 0 | 0
494.2368 | 484.352 | 493.649
2113.2795 | 2071.0139 | 2110.7665
3558.042 | 3486.8811 | 3553.811
4934.6497 | 4835.9567 | 4928.7818
5789.6216 | 5673.8292 | 5782.7371
6160.1532 | 6036.9501 | 6152.828
6160.1532 | 6036.9501 | 6152.828
4873.7209 | 4776.2465 | 4867.9255
3588.7582 | 3516.983 | 3584.4907
3296.9576 | 3231.0184 | 3293.0371
2164.0615 | 2120.7802 | 2161.4882
617.2182 | 604.8739 | 616.4843
0 | 0 | 0
0 | 0 | 0
0 | 0 | 0
0 | 0 | 0
0 | 0 | 0
0 | 0 | 0
0 | 0 | 0
0 | 0 | 0
0 | 0 | 0
0 | 0 | 0
0 | 0 | 0
0 | 0 | 0
289.3453 | 283.5584 | 289.0012
1779.2071 | 1743.623 | 1777.0914
3116.0043 | 3053.6842 | 3112.299
3950.7933 | 3871.7774 | 3946.0954
4832.0654 | 4735.4241 | 4826.3195
6160.1532 | 6036.9501 | 6152.828
6160.1532 | 6036.9501 | 6152.828
5839.1839 | 5722.4002 | 5832.2404
5038.3164 | 4937.5501 | 5032.3253
3795.7025 | 3719.7885 | 3791.189
2227.5514 | 2183.0004 | 2224.9026
604.5951 | 592.5032 | 603.8762
0 | 0 | 0
0 | 0 | 0
0 | 0 | 0
0 | 0 | 0
0 | 0 | 0
0 | 0 | 0
0 | 0 | 0
0 | 0 | 0
0 | 0 | 0
0 | 0 | 0
0 | 0 | 0
0 | 0 | 0
415.0491 | 406.7481 | 414.5556
0 | 0 | 0
527.8106 | 517.2544 | 527.183
1970.0869 | 1930.6851 | 1967.7442
745.6881 | 730.7744 | 744.8014
951.2467 | 932.2218 | 950.1156
2920.4811 | 2862.0715 | 2917.0083
1368.2791 | 1340.9135 | 1366.652
1729.8729 | 1695.2754 | 1727.8159
2259.8424 | 2214.6455 | 2257.1551
882.1015 | 864.4595 | 881.0526
433.7324 | 425.0578 | 433.2167
0 | 0 | 0
0 | 0 | 0
0 | 0 | 0
0 | 0 | 0
0 | 0 | 0
0 | 0 | 0
0 | 0 | 0
0 | 0 | 0
0 | 0 | 0
0 | 0 | 0
0 | 0 | 0
0 | 0 | 0
567.7809 | 556.4253 | 567.1058
2171.9825 | 2128.5428 | 2169.3997
3734.9953 | 3660.2954 | 3730.5539
4915.579 | 4817.2674 | 4909.7338
5716.4138 | 5602.0855 | 5709.6163
6081.759 | 5960.1238 | 6074.5271
6037.1121 | 5916.3699 | 6029.9333
4847.2513 | 4750.3063 | 4841.4874
4235.0009 | 4150.3009 | 4229.965
3074.7685 | 3013.2731 | 3071.1122
1972.0805 | 1932.6389 | 1969.7355
548.5295 | 537.559 | 547.8773
0 | 0 | 0
0 | 0 | 0
0 | 0 | 0
0 | 0 | 0
0 | 0 | 0
0 | 0 | 0
0 | 0 | 0
0 | 0 | 0
0 | 0 | 0
0 | 0 | 0
0 | 0 | 0
0 | 0 | 0
588.6589 | 576.8857 | 587.9589
2196.629 | 2152.6964 | 2194.0169
3749.1236 | 3674.1412 | 3744.6655
4961.3913 | 4862.1635 | 4955.4916
5775.0844 | 5659.5827 | 5768.2172
6160.1532 | 6036.9501 | 6152.828
6160.1532 | 6036.9501 | 6152.828
5803.065 | 5687.0037 | 5796.1644
4969.3343 | 4869.9476 | 4963.4252
3762.118 | 3686.8756 | 3757.6444
2223.9123 | 2179.4341 | 2221.2678
626.5916 | 614.0598 | 625.8465
0 | 0 | 0
0 | 0 | 0
0 | 0 | 0
0 | 0 | 0
0 | 0 | 0
0 | 0 | 0
0 | 0 | 0
0 | 0 | 0
0 | 0 | 0
0 | 0 | 0
0 | 0 | 0
0 | 0 | 0
615.3246 | 603.0181 | 614.5929
2256.4258 | 2211.2973 | 2253.7427
3810.09 | 3733.8882 | 3805.5593
4907.6044 | 4809.4523 | 4901.7687
5678.1741 | 5564.6106 | 5671.422
6043.3731 | 5922.5057 | 6036.1868
6131.9938 | 6009.354 | 6124.7022
5776.1513 | 5660.6283 | 5769.2828
4960.2653 | 4861.06 | 4954.367
3773.3578 | 3697.8907 | 3768.8709
2229.2311 | 2184.6464 | 2226.5803
635.9354 | 623.2167 | 635.1792
0 | 0 | 0
0 | 0 | 0
0 | 0 | 0
0 | 0 | 0
0 | 0 | 0
0 | 0 | 0
0 | 0 | 0
0 | 0 | 0
0 | 0 | 0
0 | 0 | 0
0 | 0 | 0
0 | 0 | 0
241.4771 | 236.6475 | 241.1899
1488.0834 | 1458.3217 | 1486.3139
2369.1608 | 2321.7776 | 2366.3436
2914.6699 | 2856.3765 | 2911.204
3096.7427 | 3034.8078 | 3093.0603
4288.7829 | 4203.0072 | 4283.683
3815.973 | 3739.6535 | 3811.4354
4103.4186 | 4021.3503 | 4098.5392
4142.4792 | 4059.6296 | 4137.5533
3243.0749 | 3178.2134 | 3239.2185
1872.1703 | 1834.7269 | 1869.9441
582.8002 | 571.1442 | 582.1072
0 | 0 | 0
0 | 0 | 0
0 | 0 | 0
0 | 0 | 0
0 | 0 | 0
0 | 0 | 0
0 | 0 | 0
0 | 0 | 0
0 | 0 | 0
0 | 0 | 0
0 | 0 | 0
0 | 0 | 0
653.5365 | 640.4658 | 652.7594
2241.7637 | 2196.9285 | 2239.098
3747.6564 | 3672.7033 | 3743.2
4917.6688 | 4819.3154 | 4911.8211
5088.4704 | 4986.701 | 5082.4196
5061.4925 | 4960.2627 | 5055.4738
5070.1822 | 4968.7786 | 5064.1532
3998.8104 | 3918.8342 | 3994.0553
3984.9862 | 3905.2865 | 3980.2476
3066.6089 | 3005.2767 | 3062.9623
269.4698 | 264.0804 | 269.1494
310.8156 | 304.5993 | 310.446
0 | 0 | 0
0 | 0 | 0
0 | 0 | 0
0 | 0 | 0
0 | 0 | 0
0 | 0 | 0
0 | 0 | 0
0 | 0 | 0
0 | 0 | 0
0 | 0 | 0
0 | 0 | 0
0 | 0 | 0
238.7825 | 234.0069 | 238.4986
211.2249 | 207.0004 | 210.9737
1766.5308 | 1731.2002 | 1764.4302
4285.4855 | 4199.7758 | 4280.3896
3198.081 | 3134.1194 | 3194.2781
5584.6727 | 5472.9793 | 5578.0319
6160.1532 | 6036.9501 | 6152.828
4516.8213 | 4426.4849 | 4511.4503
2923.343 | 2864.8761 | 2919.8668
2571.5769 | 2520.1453 | 2568.519
1186.4703 | 1162.7409 | 1185.0594
505.3899 | 495.2821 | 504.7889
0 | 0 | 0
0 | 0 | 0
0 | 0 | 0
0 | 0 | 0
0 | 0 | 0
0 | 0 | 0
0 | 0 | 0
0 | 0 | 0
0 | 0 | 0
0 | 0 | 0
0 | 0 | 0
0 | 0 | 0
695.2975 | 681.3916 | 694.4707
2281.2018 | 2235.5777 | 2278.4891
3755.8282 | 3680.7116 | 3751.3621
4869.4496 | 4772.0607 | 4863.6593
5604.9295 | 5492.8309 | 5598.2645
5946.7545 | 5827.8194 | 5939.6831
5908.4614 | 5790.2921 | 5901.4355
5655.5897 | 5542.4779 | 5648.8645
3560.1379 | 3488.9352 | 3555.9045
3104.8678 | 3042.7705 | 3101.1758
1620.9494 | 1588.5304 | 1619.0219
668.9221 | 655.5437 | 668.1267
0 | 0 | 0
0 | 0 | 0
0 | 0 | 0
0 | 0 | 0
0 | 0 | 0
0 | 0 | 0
0 | 0 | 0
0 | 0 | 0
0 | 0 | 0
0 | 0 | 0
0 | 0 | 0
0 | 0 | 0
543.0248 | 532.1643 | 542.379
1695.8553 | 1661.9382 | 1693.8387
3756.6516 | 3681.5186 | 3752.1845
4208.3987 | 4124.2307 | 4203.3944
5140.3266 | 5037.5201 | 5134.2142
5409.1894 | 5301.0057 | 5402.7573
6001.1367 | 5881.114 | 5994.0007
5678.6694 | 5565.096 | 5671.9168
4381.6971 | 4294.0632 | 4376.4868
3757.6726 | 3682.5192 | 3753.2043
2244.3634 | 2199.4761 | 2241.6946
669.5583 | 656.1671 | 668.7621
0 | 0 | 0
0 | 0 | 0
0 | 0 | 0
0 | 0 | 0
0 | 0 | 0
0 | 0 | 0
0 | 0 | 0
0 | 0 | 0
0 | 0 | 0
0 | 0 | 0
0 | 0 | 0
0 | 0 | 0
741.6035 | 726.7714 | 740.7216
2401.4522 | 2353.4232 | 2398.5966
3911.8784 | 3833.6408 | 3907.2267
5070.2905 | 4968.8847 | 5064.2613
5893.9299 | 5776.0513 | 5886.9213
6160.1532 | 6036.9501 | 6152.828
6160.1532 | 6036.9501 | 6152.828
5764.5765 | 5649.285 | 5757.7217
4899.2303 | 4801.2457 | 4893.4046
3467.054 | 3397.7129 | 3462.9313
1605.5969 | 1573.485 | 1603.6877
548.8072 | 537.8311 | 548.1546
0 | 0 | 0
0 | 0 | 0
0 | 0 | 0
0 | 0 | 0
0 | 0 | 0
0 | 0 | 0
0 | 0 | 0
0 | 0 | 0
0 | 0 | 0
0 | 0 | 0
0 | 0 | 0
0 | 0 | 0
741.2025 | 726.3784 | 740.3211
2374.8321 | 2327.3355 | 2372.0082
3932.0564 | 3853.4152 | 3927.3807
5170.3586 | 5066.9514 | 5164.2104
5979.0799 | 5859.4983 | 5971.9701
6160.1532 | 6036.9501 | 6152.828
6160.1532 | 6036.9501 | 6152.828
5893.6946 | 5775.8207 | 5886.6863
5037.9226 | 4937.1642 | 5031.9319
3819.6862 | 3743.2925 | 3815.1441
2273.858 | 2228.3809 | 2271.1541
49.0999 | 48.1179 | 49.0416
0 | 0 | 0
0 | 0 | 0
0 | 0 | 0
0 | 0 | 0
0 | 0 | 0
0 | 0 | 0
0 | 0 | 0
0 | 0 | 0
0 | 0 | 0
0 | 0 | 0
0 | 0 | 0
0 | 0 | 0
776.7796 | 761.244 | 775.8559
2397.5198 | 2349.5694 | 2394.6689
3878.9555 | 3801.3764 | 3874.343
5064.9715 | 4963.6721 | 5058.9487
5896.7072 | 5778.7731 | 5889.6954
6160.1532 | 6036.9501 | 6152.828
6160.1532 | 6036.9501 | 6152.828
5825.583 | 5709.0713 | 5818.6557
4984.8083 | 4885.1122 | 4978.8808
3793.9643 | 3718.0851 | 3789.4529
2252.6067 | 2207.5545 | 2249.9281
700.9126 | 686.8944 | 700.0792
0 | 0 | 0
0 | 0 | 0
0 | 0 | 0
0 | 0 | 0
0 | 0 | 0
0 | 0 | 0
0 | 0 | 0
0 | 0 | 0
0 | 0 | 0
0 | 0 | 0
0 | 0 | 0
0 | 0 | 0
788.0783 | 772.3167 | 787.1412
2397.6489 | 2349.6959 | 2394.7978
3926.7889 | 3848.2531 | 3922.1195
5131.7561 | 5029.121 | 5125.6538
5966.4532 | 5847.1241 | 5959.3584
6160.1532 | 6036.9501 | 6152.828
6160.1532 | 6036.9501 | 6152.828
5852.109 | 5735.0669 | 5845.1502
3772.5174 | 3697.067 | 3768.0314
2336.1032 | 2289.3811 | 2333.3253
1815.7806 | 1779.465 | 1813.6214
610.949 | 598.73 | 610.2225
0 | 0 | 0
0 | 0 | 0
0 | 0 | 0
0 | 0 | 0
0 | 0 | 0
0 | 0 | 0
0 | 0 | 0
0 | 0 | 0
0 | 0 | 0
0 | 0 | 0
0 | 0 | 0
0 | 0 | 0
175.3075 | 171.8014 | 175.0991
482.0805 | 472.4389 | 481.5073
1121.5322 | 1099.1015 | 1120.1985
2628.4357 | 2575.867 | 2625.3102
2643.1447 | 2590.2818 | 2640.0017
4147.9832 | 4065.0235 | 4143.0507
4989.2667 | 4889.4813 | 4983.3338
5031.2984 | 4930.6724 | 5025.3156
3093.4207 | 3031.5523 | 3089.7423
2055.12 | 2014.0176 | 2052.6763
1226.0297 | 1201.5091 | 1224.5718
446.933 | 437.9943 | 446.4015
0 | 0 | 0
0 | 0 | 0
0 | 0 | 0
0 | 0 | 0
0 | 0 | 0
0 | 0 | 0
0 | 0 | 0
0 | 0 | 0
0 | 0 | 0
0 | 0 | 0
0 | 0 | 0
0 | 0 | 0
566.8274 | 555.4909 | 566.1534
1230.413 | 1205.8047 | 1228.9499
931.8049 | 913.1688 | 930.6969
1891.0186 | 1853.1982 | 1888.7699
3155.9182 | 3092.7999 | 3152.1655
3957.7217 | 3878.5673 | 3953.0155
2971.2227 | 2911.7983 | 2967.6896
3315.0489 | 3248.7479 | 3311.1069
2749.7632 | 2694.7679 | 2746.4934
2454.4072 | 2405.319 | 2451.4886
1821.7389 | 1785.3041 | 1819.5726
676.2424 | 662.7176 | 675.4383
0 | 0 | 0
0 | 0 | 0
0 | 0 | 0
0 | 0 | 0
0 | 0 | 0
0 | 0 | 0
0 | 0 | 0
0 | 0 | 0
0 | 0 | 0
0 | 0 | 0
0 | 0 | 0
20.1095 | 19.7073 | 20.0856
862.9101 | 845.6519 | 861.884
2507.85 | 2457.693 | 2504.8679
4032.9672 | 3952.3079 | 4028.1716
5192.0874 | 5088.2457 | 5185.9134
5970.7348 | 5851.3201 | 5963.6349
6160.1532 | 6036.9501 | 6152.828
6160.1532 | 6036.9501 | 6152.828
5850.3861 | 5733.3784 | 5843.4293
2195.2242 | 2151.3197 | 2192.6138
2812.6768 | 2756.4232 | 2809.3322
1402.8347 | 1374.778 | 1401.1665
497.1153 | 487.173 | 496.5242
0 | 0 | 0
0 | 0 | 0
0 | 0 | 0
0 | 0 | 0
0 | 0 | 0
0 | 0 | 0
0 | 0 | 0
0 | 0 | 0
0 | 0 | 0
0 | 0 | 0
0 | 0 | 0
0 | 0 | 0
20.3171 | 19.9108 | 20.293
13.9018 | 13.6238 | 13.8853
687.8764 | 674.1188 | 687.0584
1308.6661 | 1282.4927 | 1307.1099
2744.3913 | 2689.5035 | 2741.1279
3126.1578 | 3063.6346 | 3122.4404
4158.8994 | 4075.7214 | 4153.954
6038.5837 | 5917.812 | 6031.4031
4205.3034 | 4121.1973 | 4200.3028
3259.8925 | 3194.6947 | 3256.0161
2362.9513 | 2315.6923 | 2360.1415
676.4678 | 662.9385 | 675.6634
0 | 0 | 0
0 | 0 | 0
0 | 0 | 0
0 | 0 | 0
0 | 0 | 0
0 | 0 | 0
0 | 0 | 0
0 | 0 | 0
0 | 0 | 0
0 | 0 | 0
0 | 0 | 0
26.1363 | 25.6136 | 26.1052
911.2346 | 893.0099 | 910.151
2591.3553 | 2539.5282 | 2588.2739
3398.4921 | 3330.5222 | 3394.4509
5146.585 | 5043.6533 | 5140.4651
4878.7062 | 4781.1321 | 4872.9048
4939.6189 | 4840.8265 | 4933.7451
4357.9614 | 4270.8022 | 4352.7793
3559.4755 | 3488.286 | 3555.2428
3203.0956 | 3139.0337 | 3199.2868
3567.2783 | 3495.9327 | 3563.0364
1182.9329 | 1159.2742 | 1181.5262
472.2277 | 462.7831 | 471.6661
0 | 0 | 0
0 | 0 | 0
0 | 0 | 0
0 | 0 | 0
0 | 0 | 0
0 | 0 | 0
0 | 0 | 0
0 | 0 | 0
0 | 0 | 0
0 | 0 | 0
0 | 0 | 0
45.0425 | 44.1417 | 44.9889
411.5344 | 403.3037 | 411.045
989.2668 | 969.4815 | 988.0905
3257.9647 | 3192.8054 | 3254.0906
4199.2852 | 4115.2995 | 4194.2917
5766.1015 | 5650.7794 | 5759.2449
6014.0148 | 5893.7345 | 6006.8634
5983.3195 | 5863.6531 | 5976.2047
5589.8668 | 5478.0695 | 5583.2198
4211.3043 | 4127.0782 | 4206.2966
1794.9628 | 1759.0635 | 1792.8284
1556.978 | 1525.8384 | 1555.1265
488.0019 | 478.2419 | 487.4216
0 | 0 | 0
0 | 0 | 0
0 | 0 | 0
0 | 0 | 0
0 | 0 | 0
0 | 0 | 0
0 | 0 | 0
0 | 0 | 0
0 | 0 | 0
0 | 0 | 0
0 | 0 | 0
84.7563 | 83.0612 | 84.6555
667.9927 | 654.6328 | 667.1983
1787.7658 | 1752.0105 | 1785.64
4085.5297 | 4003.8191 | 4080.6715
5234.4881 | 5129.7983 | 5228.2637
4081.0846 | 3999.4629 | 4076.2317
5087.7984 | 4986.0424 | 5081.7484
6160.1532 | 6036.9501 | 6152.828
5882.2954 | 5764.6495 | 5875.3007
5048.472 | 4947.5026 | 5042.4688
3867.011 | 3789.6708 | 3862.4127
2339.1018 | 2292.3198 | 2336.3204
754.541 | 739.4501 | 753.6437
13.0423 | 12.7815 | 13.0268
0 | 0 | 0
0 | 0 | 0
0 | 0 | 0
0 | 0 | 0
0 | 0 | 0
0 | 0 | 0
0 | 0 | 0
0 | 0 | 0
0 | 0 | 0
0 | 0 | 0
47.6263 | 46.6738 | 47.5697
931.9703 | 913.3309 | 930.8621
2533.0946 | 2482.4327 | 2530.0825
3949.4979 | 3870.5079 | 3944.8015
5020.2308 | 4919.8262 | 5014.2612
5727.2404 | 5612.6956 | 5720.4301
6049.2419 | 5928.2571 | 6042.0486
6001.2202 | 5881.1958 | 5994.084
5575.3281 | 5463.8215 | 5568.6984
4909.8222 | 4811.6257 | 4903.9838
3781.3306 | 3705.704 | 3776.8342
2307.5535 | 2261.4024 | 2304.8095
756.5203 | 741.3899 | 755.6207
17.6757 | 17.3222 | 17.6547
0 | 0 | 0
0 | 0 | 0
0 | 0 | 0
0 | 0 | 0
0 | 0 | 0
0 | 0 | 0
0 | 0 | 0
0 | 0 | 0
0 | 0 | 0
0 | 0 | 0
118.0148 | 115.6546 | 117.8745
772.8137 | 757.3574 | 771.8947
2507.0038 | 2456.8637 | 2504.0227
3826.1322 | 3749.6096 | 3821.5825
4816.2742 | 4719.9487 | 4810.5471
5452.814 | 5343.7577 | 5446.33
5893.0702 | 5775.2088 | 5886.0627
5938.028 | 5819.2675 | 5930.967
5582.9633 | 5471.304 | 5576.3245
4770.6096 | 4675.1974 | 4764.9368
3664.2143 | 3590.93 | 3659.8571
2224.0271 | 2179.5466 | 2221.3825
753.0572 | 737.9961 | 752.1618
48.1977 | 47.2338 | 48.1404
0 | 0 | 0
0 | 0 | 0
0 | 0 | 0
0 | 0 | 0
0 | 0 | 0
0 | 0 | 0
0 | 0 | 0
0 | 0 | 0
0 | 0 | 0
0 | 0 | 0
116.0004 | 113.6804 | 115.8625
840.0392 | 823.2384 | 839.0403
2580.2619 | 2528.6566 | 2577.1936
4020.1962 | 3939.7923 | 4015.4157
4574.2924 | 4482.8065 | 4568.853
5335.8262 | 5229.1097 | 5329.4813
5748.1874 | 5633.2236 | 5741.3521
6156.6524 | 6033.5194 | 6149.3314
5737.666 | 5622.9126 | 5730.8432
4935.3145 | 4836.6082 | 4929.4458
3783.8655 | 3708.1882 | 3779.366
1974.0223 | 1934.5419 | 1971.675
761.6068 | 746.3747 | 760.7012
34.8281 | 34.1316 | 34.7867
0 | 0 | 0
0 | 0 | 0
0 | 0 | 0
0 | 0 | 0
0 | 0 | 0
0 | 0 | 0
0 | 0 | 0
0 | 0 | 0
0 | 0 | 0
0 | 0 | 0
83.2438 | 81.5789 | 83.1448
635.8296 | 623.1131 | 635.0736
1168.0079 | 1144.6478 | 1166.6191
3885.3391 | 3807.6323 | 3880.719
4924.2884 | 4825.8026 | 4918.4328
5487.2727 | 5377.5272 | 5480.7477
5417.0024 | 5308.6623 | 5410.5609
3881.0212 | 3803.4008 | 3876.4062
2206.2485 | 2162.1235 | 2203.625
1163.7976 | 1140.5216 | 1162.4137
1709.1605 | 1674.9773 | 1707.1281
961.3799 | 942.1523 | 960.2367
433.067 | 424.4056 | 432.552
0 | 0 | 0
0 | 0 | 0
0 | 0 | 0
0 | 0 | 0
0 | 0 | 0
0 | 0 | 0
0 | 0 | 0
0 | 0 | 0
0 | 0 | 0
0 | 0 | 0
0 | 0 | 0
0 | 0 | 0
0 | 0 | 0
514.0155 | 503.7351 | 513.4042
931.5373 | 912.9065 | 930.4296
1276.2431 | 1250.7183 | 1274.7255
2475.4792 | 2425.9697 | 2472.5356
2203.7815 | 2159.7059 | 2201.161
2007.5134 | 1967.3631 | 2005.1262
1923.3192 | 1884.8528 | 1921.0322
2021.7834 | 1981.3478 | 2019.3793
2177.0516 | 2133.5105 | 2174.4628
1602.2306 | 1570.186 | 1600.3254
121.5284 | 119.0979 | 121.3839
0 | 0 | 0
0 | 0 | 0
0 | 0 | 0
0 | 0 | 0
0 | 0 | 0
0 | 0 | 0
0 | 0 | 0
0 | 0 | 0
0 | 0 | 0
0 | 0 | 0
0 | 0 | 0
88.5316 | 86.761 | 88.4264
855.2259 | 838.1214 | 854.2089
1976.7404 | 1937.2056 | 1974.3898
3555.96 | 3484.8408 | 3551.7315
4401.8285 | 4313.7919 | 4396.5942
5204.2504 | 5100.1654 | 5198.0619
5937.4233 | 5818.6749 | 5930.363
5788.5874 | 5672.8156 | 5781.704
5135.9574 | 5033.2383 | 5129.8502
4165.9683 | 4082.6489 | 4161.0144
3188.9393 | 3125.1605 | 3185.1472
2137.0201 | 2094.2797 | 2134.4789
728.7796 | 714.204 | 727.913
70.1856 | 68.7819 | 70.1021
0 | 0 | 0
0 | 0 | 0
0 | 0 | 0
0 | 0 | 0
0 | 0 | 0
0 | 0 | 0
0 | 0 | 0
0 | 0 | 0
0 | 0 | 0
0 | 0 | 0
101.4885 | 99.4587 | 101.3678
843.8135 | 826.9372 | 842.8101
2048.612 | 2007.6397 | 2046.1759
3193.544 | 3129.6731 | 3189.7465
4579.5554 | 4487.9643 | 4574.1098
6120.3646 | 5997.9573 | 6113.0868
6160.1532 | 6036.9501 | 6152.828
6160.1532 | 6036.9501 | 6152.828
5981.266 | 5861.6407 | 5974.1536
3805.8457 | 3729.7288 | 3801.3201
3751.1787 | 3676.1551 | 3746.7181
1070.5341 | 1049.1234 | 1069.2611
829.6379 | 813.0452 | 828.6514
46.3838 | 45.4561 | 46.3286
0 | 0 | 0
0 | 0 | 0
0 | 0 | 0
0 | 0 | 0
0 | 0 | 0
0 | 0 | 0
0 | 0 | 0
0 | 0 | 0
0 | 0 | 0
0 | 0 | 0
99.8937 | 97.8958 | 99.7749
1072.6304 | 1051.1778 | 1071.3549
2728.489 | 2673.9192 | 2725.2445
4209.5884 | 4125.3966 | 4204.5827
5315.6834 | 5209.3698 | 5309.3625
6044.7805 | 5923.8849 | 6037.5925
6160.1532 | 6036.9501 | 6152.828
6160.1532 | 6036.9501 | 6152.828
5854.3284 | 5737.2418 | 5847.3669
5061.9895 | 4960.7497 | 5055.9702
3879.1638 | 3801.5806 | 3874.5511
2184.3284 | 2140.6419 | 2181.731
752.9506 | 737.8916 | 752.0552
93.4309 | 91.5623 | 93.3198
0 | 0 | 0
0 | 0 | 0
0 | 0 | 0
0 | 0 | 0
0 | 0 | 0
0 | 0 | 0
0 | 0 | 0
0 | 0 | 0
0 | 0 | 0
0 | 0 | 0
97.7336 | 95.779 | 97.6174
1048.009 | 1027.0488 | 1046.7628
2627.1784 | 2574.6348 | 2624.0543
4029.7958 | 3949.1999 | 4025.0039
5129.5026 | 5026.9125 | 5123.403
5891.8805 | 5774.0429 | 5884.8744
6160.1532 | 6036.9501 | 6152.828
4241.1264 | 4156.3039 | 4236.0832
2337.337 | 2290.5902 | 2334.5576
2921.3996 | 2862.9716 | 2917.9257
2353.7849 | 2306.7092 | 2350.986
1551.295 | 1520.2691 | 1549.4503
830.6471 | 814.0342 | 829.6594
95.1787 | 93.2752 | 95.0656
0 | 0 | 0
0 | 0 | 0
0 | 0 | 0
0 | 0 | 0
0 | 0 | 0
0 | 0 | 0
0 | 0 | 0
0 | 0 | 0
0 | 0 | 0
0 | 0 | 0
52.8404 | 51.7836 | 52.7775
213.9135 | 209.6352 | 213.6591
843.9506 | 827.0716 | 842.9471
732.2422 | 717.5973 | 731.3715
847.4518 | 830.5027 | 846.444
993.3111 | 973.4449 | 992.13
905.3846 | 887.2769 | 904.308
1983.5008 | 1943.8308 | 1981.1422
2395.1456 | 2347.2427 | 2392.2975
2347.7799 | 2300.8243 | 2344.9881
1619.047 | 1586.666 | 1617.1217
809.8468 | 793.6499 | 808.8838
345.0647 | 338.1634 | 344.6543
7.3667 | 7.2194 | 7.3579
0 | 0 | 0
0 | 0 | 0
0 | 0 | 0
0 | 0 | 0
0 | 0 | 0
0 | 0 | 0
0 | 0 | 0
0 | 0 | 0
0 | 0 | 0
0 | 0 | 0
40.312 | 39.5058 | 40.2641
534.949 | 524.25 | 534.3129
1650.2553 | 1617.2502 | 1648.293
393.8285 | 385.9519 | 393.3602
2661.2523 | 2608.0273 | 2658.0878
4336.6144 | 4249.8821 | 4331.4577
3364.3723 | 3297.0848 | 3360.3716
4137.362 | 4054.6148 | 4132.4422
2306.8798 | 2260.7422 | 2304.1367
3097.7598 | 3035.8046 | 3094.0762
1945.7597 | 1906.8445 | 1943.4459
1256.7687 | 1231.6333 | 1255.2742
31.7772 | 31.1417 | 31.7394
0 | 0 | 0
0 | 0 | 0
0 | 0 | 0
0 | 0 | 0
0 | 0 | 0
0 | 0 | 0
0 | 0 | 0
0 | 0 | 0
0 | 0 | 0
0 | 0 | 0
0 | 0 | 0
143.0539 | 140.1928 | 142.8838
975.9208 | 956.4024 | 974.7603
2613.8956 | 2561.6177 | 2610.7874
4021.5375 | 3941.1067 | 4016.7554
3701.8478 | 3627.8109 | 3697.4459
4514.4631 | 4424.1739 | 4509.0949
4737.1044 | 4642.3623 | 4731.4714
5321.7035 | 5215.2695 | 5315.3754
5075.466 | 4973.9566 | 5069.4306
4439.6319 | 4350.8393 | 4434.3527
3433.6632 | 3364.99 | 3429.5802
2090.9625 | 2049.1432 | 2088.4761
690.5229 | 676.7125 | 689.7018
82.2333 | 80.5887 | 82.1355
0 | 0 | 0
0 | 0 | 0
0 | 0 | 0
0 | 0 | 0
0 | 0 | 0
0 | 0 | 0
0 | 0 | 0
0 | 0 | 0
0 | 0 | 0
0 | 0 | 0
135.3155 | 132.6092 | 135.1546
1096.0948 | 1074.1729 | 1094.7914
2591.0496 | 2539.2286 | 2587.9686
3941.472 | 3862.6425 | 3936.7851
4955.0142 | 4855.9139 | 4949.1221
5620.1874 | 5507.7837 | 5613.5044
5780.8977 | 5665.2798 | 5774.0236
4381.5562 | 4293.925 | 4376.346
4660.9145 | 4567.6962 | 4655.3721
4642.2677 | 4549.4224 | 4636.7475
3583.6141 | 3511.9418 | 3579.3527
2239.1729 | 2194.3894 | 2236.5103
841.3626 | 824.5354 | 840.3622
78.1246 | 76.5621 | 78.0317
0 | 0 | 0
0 | 0 | 0
0 | 0 | 0
0 | 0 | 0
0 | 0 | 0
0 | 0 | 0
0 | 0 | 0
0 | 0 | 0
0 | 0 | 0
0 | 0 | 0
132.8365 | 130.1798 | 132.6785
1088.8801 | 1067.1025 | 1087.5853
2595.9004 | 2543.9824 | 2592.8136
3960.952 | 3881.733 | 3956.242
4959.6767 | 4860.4831 | 4953.779
5618.3469 | 5505.98 | 5611.666
5920.4787 | 5802.0691 | 5913.4386
4369.6984 | 4282.3044 | 4364.5023
4491.0653 | 4401.244 | 4485.7249
3626.1704 | 3553.647 | 3621.8585
1788.7439 | 1752.969 | 1786.6169
1613.4561 | 1581.187 | 1611.5375
59.0302 | 57.8496 | 58.96
0 | 0 | 0
0 | 0 | 0
0 | 0 | 0
0 | 0 | 0
0 | 0 | 0
0 | 0 | 0
0 | 0 | 0
0 | 0 | 0
0 | 0 | 0
0 | 0 | 0
0 | 0 | 0
120.8391 | 118.4223 | 120.6954
997.5499 | 977.5989 | 996.3637
2281.3134 | 2235.6872 | 2278.6007
3490.6234 | 3420.8109 | 3486.4726
4146.752 | 4063.817 | 4141.821
5679.6197 | 5566.0273 | 5672.866
6036.9074 | 5916.1693 | 6029.7288
5243.2394 | 5138.3746 | 5237.0046
4287.7844 | 4202.0287 | 4282.6857
4731.0952 | 4636.4733 | 4725.4693
3272.6138 | 3207.1615 | 3268.7223
2052.6586 | 2011.6054 | 2050.2178
785.0528 | 769.3518 | 784.1193
96.6043 | 94.6722 | 96.4894
0 | 0 | 0
0 | 0 | 0
0 | 0 | 0
0 | 0 | 0
0 | 0 | 0
0 | 0 | 0
0 | 0 | 0
0 | 0 | 0
0 | 0 | 0
0 | 0 | 0
137.1602 | 134.417 | 136.9971
1141.4285 | 1118.6 | 1140.0712
2750.136 | 2695.1333 | 2746.8658
4184.7995 | 4101.1035 | 4179.8233
5342.1411 | 5235.2983 | 5335.7887
6057.744 | 5936.5891 | 6050.5406
6160.1532 | 6036.9501 | 6152.828
6160.1532 | 6036.9501 | 6152.828
5789.2708 | 5673.4854 | 5782.3867
4980.3827 | 4880.775 | 4974.4604
3567.947 | 3496.5881 | 3563.7043
2297.2007 | 2251.2567 | 2294.4691
829.4263 | 812.8378 | 828.44
77.3061 | 75.76 | 77.2142
0 | 0 | 0
0 | 0 | 0
0 | 0 | 0
0 | 0 | 0
0 | 0 | 0
0 | 0 | 0
0 | 0 | 0
0 | 0 | 0
0 | 0 | 0
0 | 0 | 0
148.5247 | 145.5542 | 148.348
859.8474 | 842.6504 | 858.8249
2364.6944 | 2317.4005 | 2361.8825
3129.1414 | 3066.5586 | 3125.4205
4457.3512 | 4368.2042 | 4452.0509
5793.2731 | 5677.4077 | 5786.3843
5486.4379 | 5376.7092 | 5479.9139
1384.3896 | 1356.7018 | 1382.7434
5002.7494 | 4902.6944 | 4996.8005
4448.617 | 4359.6446 | 4443.327
3118.5586 | 3056.1874 | 3114.8502
2067.1143 | 2025.772 | 2064.6563
828.8658 | 812.2885 | 827.8802
82.1372 | 80.4944 | 82.0395
0 | 0 | 0
0 | 0 | 0
0 | 0 | 0
0 | 0 | 0
0 | 0 | 0
0 | 0 | 0
0 | 0 | 0
0 | 0 | 0
0 | 0 | 0
0 | 0 | 0
141.8572 | 139.0201 | 141.6886
1134.6036 | 1111.9115 | 1133.2544
2638.205 | 2585.4409 | 2635.0678
3965.4608 | 3886.1516 | 3960.7454
4946.1344 | 4847.2117 | 4940.2528
5589.586 | 5477.7943 | 5582.9393
5991.1299 | 5871.3073 | 5984.0057
5987.5773 | 5867.8258 | 5980.4574
5585.9049 | 5474.1868 | 5579.2626
4523.2352 | 4432.7705 | 4517.8566
3739.6419 | 3664.8491 | 3735.1951
2336.6465 | 2289.9136 | 2333.868
856.9995 | 839.8595 | 855.9805
80.5479 | 78.9369 | 80.4521
0 | 0 | 0
0 | 0 | 0
0 | 0 | 0
0 | 0 | 0
0 | 0 | 0
0 | 0 | 0
0 | 0 | 0
0 | 0 | 0
0 | 0 | 0
0 | 0 | 0
146.8549 | 143.9178 | 146.6803
1162.6089 | 1139.3567 | 1161.2264
2738.1088 | 2683.3466 | 2734.8529
4143.3893 | 4060.5216 | 4138.4624
5196.5841 | 5092.6524 | 5190.4048
5092.451 | 4990.602 | 5086.3955
6160.1532 | 6036.9501 | 6152.828
6093.9028 | 5972.0247 | 6086.6564
5683.4578 | 5569.7887 | 5676.6995
4855.9721 | 4758.8527 | 4850.1978
3713.3092 | 3639.043 | 3708.8936
2311.4635 | 2265.2343 | 2308.7149
819.7317 | 803.3371 | 818.757
101.8887 | 99.8509 | 101.7675
0 | 0 | 0
0 | 0 | 0
0 | 0 | 0
0 | 0 | 0
0 | 0 | 0
0 | 0 | 0
0 | 0 | 0
0 | 0 | 0
0 | 0 | 0
0 | 0 | 0
162.4464 | 159.1974 | 162.2532
1151.864 | 1128.8268 | 1150.4943
2588.1715 | 2536.408 | 2585.0938
3977.752 | 3898.197 | 3973.022
5019.1183 | 4918.7359 | 5013.15
5742.3885 | 5627.5408 | 5735.5602
4952.4332 | 4853.3845 | 4946.5442
6061.8909 | 5940.6531 | 6054.6826
5694.4818 | 5580.5922 | 5687.7104
4966.1719 | 4866.8485 | 4960.2665
3895.3908 | 3817.483 | 3890.7587
2488.9835 | 2439.2038 | 2486.0238
936.4088 | 917.6807 | 935.2953
113.3872 | 111.1195 | 113.2524
0 | 0 | 0
0 | 0 | 0
0 | 0 | 0
0 | 0 | 0
0 | 0 | 0
0 | 0 | 0
0 | 0 | 0
0 | 0 | 0
0 | 0 | 0
0 | 0 | 0
170.4806 | 167.071 | 170.2779
1219.1739 | 1194.7904 | 1217.7242
2818.8497 | 2762.4727 | 2815.4978
4227.5468 | 4142.9959 | 4222.5198
5282.1849 | 5176.5412 | 5275.9038
5958.4454 | 5839.2765 | 5951.3601
5564.8259 | 5453.5293 | 5558.2086
4937.8349 | 4839.0782 | 4931.9632
4251.2198 | 4166.1954 | 4246.1646
4590.6903 | 4498.8765 | 4585.2314
2827.0282 | 2770.4877 | 2823.6666
2318.8796 | 2272.502 | 2316.1221
120.7135 | 118.2992 | 120.5699
106.4291 | 104.3006 | 106.3026
0 | 0 | 0
0 | 0 | 0
0 | 0 | 0
0 | 0 | 0
0 | 0 | 0
0 | 0 | 0
0 | 0 | 0
0 | 0 | 0
0 | 0 | 0
0 | 0 | 0
170.2913 | 166.8855 | 170.0889
1172.3915 | 1148.9437 | 1170.9974
2675.3317 | 2621.8251 | 2672.1504
3986.5109 | 3906.7807 | 3981.7705
4214.1392 | 4129.8564 | 4209.1281
3608.6589 | 3536.4858 | 3604.3678
5313.7502 | 5207.4752 | 5307.4315
4567.2645 | 4475.9192 | 4561.8334
3623.3977 | 3550.9297 | 3619.0891
3592.7408 | 3520.886 | 3588.4686
3739.7005 | 3664.9065 | 3735.2536
2351.8519 | 2304.8149 | 2349.0553
902.4453 | 884.3964 | 901.3721
119.8593 | 117.4621 | 119.7167
0 | 0 | 0
0 | 0 | 0
0 | 0 | 0
0 | 0 | 0
0 | 0 | 0
0 | 0 | 0
0 | 0 | 0
0 | 0 | 0
0 | 0 | 0
0 | 0 | 0
204.0563 | 199.9751 | 203.8136
1175.2978 | 1151.7918 | 1173.9002
2347.72 | 2300.7656 | 2344.9283
3654.1178 | 3581.0354 | 3649.7726
4516.1601 | 4425.8369 | 4510.7899
4541.4918 | 4450.662 | 4536.0915
4060.411 | 3979.2027 | 4055.5827
4685.6327 | 4591.92 | 4680.0609
4872.6208 | 4775.1684 | 4866.8267
3875.6955 | 3798.1816 | 3871.0868
1525.0091 | 1494.5089 | 1523.1957
304.7824 | 298.6868 | 304.42
349.0057 | 342.0256 | 348.5907
36.7955 | 36.0596 | 36.7518
0 | 0 | 0
0 | 0 | 0
0 | 0 | 0
0 | 0 | 0
0 | 0 | 0
0 | 0 | 0
0 | 0 | 0
0 | 0 | 0
0 | 0 | 0
0 | 0 | 0
233.2731 | 228.6076 | 232.9957
932.8465 | 914.1896 | 931.7372
2169.5208 | 2126.1303 | 2166.9409
3873.3583 | 3795.8911 | 3868.7524
4858.1546 | 4760.9915 | 4852.3777
5568.4888 | 5457.119 | 5561.8672
5889.0834 | 5771.3018 | 5882.0806
4915.6977 | 4817.3837 | 4909.8523
5549.7404 | 5438.7456 | 5543.1411
4800.5375 | 4704.5267 | 4794.829
3678.2919 | 3604.7261 | 3673.918
1730.1594 | 1695.5562 | 1728.1021
846.318 | 829.3917 | 845.3116
138.391 | 135.6232 | 138.2264
0 | 0 | 0
0 | 0 | 0
0 | 0 | 0
0 | 0 | 0
0 | 0 | 0
0 | 0 | 0
0 | 0 | 0
0 | 0 | 0
0 | 0 | 0
0 | 0 | 0
169.0498 | 165.6688 | 168.8488
663.9055 | 650.6274 | 663.116
2056.3103 | 2015.1841 | 2053.8651
3854.3449 | 3777.258 | 3849.7616
4789.8197 | 4694.0233 | 4784.124
4950.7315 | 4851.7169 | 4944.8445
4899.9889 | 4801.9891 | 4894.1622
5652.9833 | 5539.9237 | 5646.2613
5361.2403 | 5254.0155 | 5354.8651
4316.5802 | 4230.2486 | 4311.4473
3438.0791 | 3369.3175 | 3433.9908
1863.8535 | 1826.5764 | 1861.6371
894.0604 | 876.1792 | 892.9972
126.1284 | 123.6058 | 125.9784
0 | 0 | 0
0 | 0 | 0
0 | 0 | 0
0 | 0 | 0
0 | 0 | 0
0 | 0 | 0
0 | 0 | 0
0 | 0 | 0
0 | 0 | 0
0 | 0 | 0
116.8593 | 114.5221 | 116.7203
334.8093 | 328.1131 | 334.4112
507.3741 | 497.2266 | 506.7708
1822.5425 | 1786.0917 | 1820.3753
4082.4935 | 4000.8436 | 4077.6389
5722.7386 | 5608.2838 | 5715.9336
5443.7937 | 5334.9179 | 5437.3204
4704.7272 | 4610.6326 | 4699.1327
3862.2495 | 3785.0046 | 3857.6569
3758.6781 | 3683.5046 | 3754.2086
3001.1977 | 2941.1737 | 2997.6289
2244.4823 | 2199.5927 | 2241.8134
752.0586 | 737.0174 | 751.1643
142.1091 | 139.2669 | 141.9401
0 | 0 | 0
0 | 0 | 0
0 | 0 | 0
0 | 0 | 0
0 | 0 | 0
0 | 0 | 0
0 | 0 | 0
0 | 0 | 0
0 | 0 | 0
0 | 0 | 0
215.0619 | 210.7607 | 214.8062
1048.6926 | 1027.7187 | 1047.4456
2270.5153 | 2225.105 | 2267.8154
3461.443 | 3392.2141 | 3457.3269
3916.4186 | 3838.0902 | 3911.7615
5130.2089 | 5027.6047 | 5124.1084
5368.1122 | 5260.75 | 5361.7289
5840.2399 | 5723.4351 | 5833.2952
5478.6473 | 5369.0743 | 5472.1325
4581.0788 | 4489.4572 | 4575.6314
3665.0973 | 3591.7953 | 3660.739
2310.6591 | 2264.4459 | 2307.9114
907.9902 | 889.8304 | 906.9105
125.7385 | 123.2237 | 125.5889
0 | 0 | 0
0 | 0 | 0
0 | 0 | 0
0 | 0 | 0
0 | 0 | 0
0 | 0 | 0
0 | 0 | 0
0 | 0 | 0
0 | 0 | 0
0 | 0 | 0
160.8438 | 157.6269 | 160.6525
1180.3072 | 1156.701 | 1178.9037
2655.3387 | 2602.2319 | 2652.1812
3936.388 | 3857.6602 | 3931.7072
4905.426 | 4807.3175 | 4899.5929
5543.253 | 5432.3879 | 5536.6614
5838.574 | 5721.8025 | 5831.6312
5778.2328 | 5662.6681 | 5771.3618
5405.5151 | 5297.4048 | 5399.0873
4659.8046 | 4566.6085 | 4654.2635
3675.5998 | 3602.0878 | 3671.229
2361.3901 | 2314.1623 | 2358.5821
915.5166 | 897.2062 | 914.4279
110.3895 | 108.1817 | 110.2582
0 | 0 | 0
0 | 0 | 0
0 | 0 | 0
0 | 0 | 0
0 | 0 | 0
0 | 0 | 0
0 | 0 | 0
0 | 0 | 0
0 | 0 | 0
0 | 0 | 0
115.5363 | 113.2255 | 115.3989
1035.1164 | 1014.4141 | 1033.8855
1873.5518 | 1836.0807 | 1871.3239
3127.8747 | 3065.3172 | 3124.1553
4129.7714 | 4047.1759 | 4124.8606
5160.6652 | 5057.4519 | 5154.5286
4888.67 | 4790.8966 | 4882.8568
5378.1025 | 5270.5404 | 5371.7073
5394.1735 | 5286.29 | 5387.7592
4676.2243 | 4582.6998 | 4670.6637
3643.5801 | 3570.7085 | 3639.2474
2333.2414 | 2286.5765 | 2330.4669
913.3941 | 895.1262 | 912.3079
102.1948 | 100.1509 | 102.0733
0 | 0 | 0
0 | 0 | 0
0 | 0 | 0
0 | 0 | 0
0 | 0 | 0
0 | 0 | 0
0 | 0 | 0
0 | 0 | 0
0 | 0 | 0
0 | 0 | 0
181.6892 | 178.0554 | 181.4732
1068.9514 | 1047.5724 | 1067.6803
1733.1214 | 1698.459 | 1731.0605
3025.6441 | 2965.1312 | 3022.0462
4331.846 | 4245.2091 | 4326.6949
4965.9351 | 4866.6164 | 4960.03
5644.1361 | 5531.2534 | 5637.4246
5431.38 | 5322.7524 | 5424.9214
4189.164 | 4105.3808 | 4184.1826
3752.4961 | 3677.4462 | 3748.034
2776.1351 | 2720.6124 | 2772.8339
2006.162 | 1966.0387 | 2003.7764
892.1085 | 874.2663 | 891.0477
136.3123 | 133.586 | 136.1502
0 | 0 | 0
0 | 0 | 0
0 | 0 | 0
0 | 0 | 0
0 | 0 | 0
0 | 0 | 0
0 | 0 | 0
0 | 0 | 0
0 | 0 | 0
0 | 0 | 0
227.6214 | 223.069 | 227.3507
1018.5758 | 998.2042 | 1017.3646
2329.9108 | 2283.3126 | 2327.1403
3273.9139 | 3208.4356 | 3270.0208
4852.7662 | 4755.7109 | 4846.9957
5543.1089 | 5432.2467 | 5536.5175
5847.4124 | 5730.4641 | 5840.4591
5794.3639 | 5678.4766 | 5787.4737
5406.6996 | 5298.5657 | 5400.2704
4715.0439 | 4620.743 | 4709.4371
3663.9259 | 3590.6474 | 3659.5691
2341.2668 | 2294.4414 | 2338.4827
916.8497 | 898.5127 | 915.7595
158.7201 | 155.5457 | 158.5314
0 | 0 | 0
0 | 0 | 0
0 | 0 | 0
0 | 0 | 0
0 | 0 | 0
0 | 0 | 0
0 | 0 | 0
0 | 0 | 0
0 | 0 | 0
0 | 0 | 0
148.7878 | 145.8121 | 148.6109
1196.7782 | 1172.8426 | 1195.3551
2618.549 | 2566.1781 | 2615.4353
3847.2532 | 3770.3082 | 3842.6784
4763.0817 | 4667.82 | 4757.4178
5462.3094 | 5353.0632 | 5455.8141
5810.1167 | 5693.9144 | 5803.2078
5791.2362 | 5675.4115 | 5784.3498
5380.9094 | 5273.2912 | 5374.5109
4673.8936 | 4580.4157 | 4668.3358
1462.087 | 1432.8453 | 1460.3485
311.7168 | 305.4825 | 311.3461
27.2088 | 26.6646 | 27.1764
0 | 0 | 0
0 | 0 | 0
0 | 0 | 0
0 | 0 | 0
0 | 0 | 0
0 | 0 | 0
0 | 0 | 0
0 | 0 | 0
0 | 0 | 0
0 | 0 | 0
0 | 0 | 0
202.4145 | 198.3662 | 202.1738
1190.6271 | 1166.8146 | 1189.2114
2606.0296 | 2553.909 | 2602.9307
3889.8555 | 3812.0584 | 3885.23
4842.3707 | 4745.5233 | 4836.6126
5487.7411 | 5377.9863 | 5481.2155
5783.2963 | 5667.6304 | 5776.4193
5702.5077 | 5588.4576 | 5695.7268
5295.4334 | 5189.5248 | 5289.1366
3764.1111 | 3688.8289 | 3759.6352
3370.9846 | 3303.5649 | 3366.9761
2078.019 | 2036.4587 | 2075.548
952.3477 | 933.3007 | 951.2152
182.18 | 178.5364 | 181.9634
0 | 0 | 0
0 | 0 | 0
0 | 0 | 0
0 | 0 | 0
0 | 0 | 0
0 | 0 | 0
0 | 0 | 0
0 | 0 | 0
0 | 0 | 0
0 | 0 | 0
227.9836 | 223.424 | 227.7125
1196.2696 | 1172.3442 | 1194.8471
2609.8557 | 2557.6586 | 2606.7523
3249.9712 | 3184.9717 | 3246.1066
4991.8046 | 4891.9685 | 4985.8688
5632.5608 | 5519.9096 | 5625.863
5889.8534 | 5772.0564 | 5882.8497
3322.0794 | 3255.6378 | 3318.1291
2410.9122 | 2362.6939 | 2408.0453
1938.4719 | 1899.7024 | 1936.1668
900.0784 | 882.0768 | 899.0081
528.6918 | 518.118 | 528.0631
29.5439 | 28.953 | 29.5087
0 | 0 | 0
0 | 0 | 0
0 | 0 | 0
0 | 0 | 0
0 | 0 | 0
0 | 0 | 0
0 | 0 | 0
0 | 0 | 0
0 | 0 | 0
0 | 0 | 0
0 | 0 | 0
254.3563 | 249.2692 | 254.0538
548.13 | 537.1674 | 547.4782
1077.4696 | 1055.9202 | 1076.1883
2277.9378 | 2232.3791 | 2275.2291
3427.4071 | 3358.859 | 3423.3316
4337.7617 | 4251.0064 | 4332.6035
5976.0662 | 5856.5449 | 5968.96
5941.2127 | 5822.3884 | 5934.1479
5527.0094 | 5416.4692 | 5520.4372
1493.3916 | 1463.5238 | 1491.6158
945.7851 | 926.8694 | 944.6604
1407.6538 | 1379.5007 | 1405.9799
908.7766 | 890.601 | 907.6959
187.9642 | 184.2049 | 187.7407
0 | 0 | 0
0 | 0 | 0
0 | 0 | 0
0 | 0 | 0
0 | 0 | 0
0 | 0 | 0
0 | 0 | 0
0 | 0 | 0
0 | 0 | 0
0 | 0 | 0
260.4791 | 255.2695 | 260.1694
1234.3328 | 1209.6461 | 1232.865
2627.0128 | 2574.4725 | 2623.889
3884.1147 | 3806.4324 | 3879.496
4851.9506 | 4754.9116 | 4846.1811
5451.5626 | 5342.5314 | 5445.0801
5871.9088 | 5754.4706 | 5864.9264
5880.0901 | 5762.4883 | 5873.098
5457.9423 | 5348.7835 | 5451.4522
4770.9247 | 4675.5062 | 4765.2515
3702.2784 | 3628.2328 | 3697.876
2278.8936 | 2233.3157 | 2276.1837
1010.9115 | 990.6933 | 1009.7094
186.3909 | 182.6631 | 186.1693
0 | 0 | 0
0 | 0 | 0
0 | 0 | 0
0 | 0 | 0
0 | 0 | 0
0 | 0 | 0
0 | 0 | 0
0 | 0 | 0
0 | 0 | 0
0 | 0 | 0
226.0746 | 221.5531 | 225.8057
1133.9813 | 1111.3017 | 1132.6328
2262.6656 | 2217.4123 | 2259.975
3901.8523 | 3823.8153 | 3897.2126
4806.1233 | 4710.0008 | 4800.4083
5421.2027 | 5312.7786 | 5414.7562
5705.9375 | 5591.8187 | 5699.1525
5747.2365 | 5632.2918 | 5740.4024
1382.9607 | 1355.3015 | 1381.3162
4659.7922 | 4566.5963 | 4654.2511
3586.514 | 3514.7837 | 3582.2492
1886.4264 | 1848.6979 | 1884.1833
898.6017 | 880.6297 | 897.5332
190.2461 | 186.4412 | 190.0199
0 | 0 | 0
0 | 0 | 0
0 | 0 | 0
0 | 0 | 0
0 | 0 | 0
0 | 0 | 0
0 | 0 | 0
0 | 0 | 0
0 | 0 | 0
0 | 0 | 0
199.1375 | 195.1547 | 198.9007
1217.1207 | 1192.7783 | 1215.6734
2649.7803 | 2596.7847 | 2646.6294
3929.1984 | 3850.6144 | 3924.5261
4859.7174 | 4762.5231 | 4853.9386
4494.9272 | 4405.0286 | 4489.5822
4734.1099 | 4639.4277 | 4728.4805
3583.5283 | 3511.8577 | 3579.2671
2916.086 | 2857.7643 | 2912.6184
2353.0872 | 2306.0255 | 2350.2891
1294.9445 | 1269.0456 | 1293.4046
1821.6176 | 1785.1853 | 1819.4515
17.5935 | 17.2416 | 17.5726
36.6861 | 35.9524 | 36.6425
0 | 0 | 0
0 | 0 | 0
0 | 0 | 0
0 | 0 | 0
0 | 0 | 0
0 | 0 | 0
0 | 0 | 0
0 | 0 | 0
0 | 0 | 0
0 | 0 | 0
113.2593 | 110.9941 | 113.1246
500.6681 | 490.6548 | 500.0728
352.2745 | 345.229 | 351.8556
1727.2648 | 1692.7195 | 1725.2109
1743.5335 | 1708.6628 | 1741.4602
1794.9973 | 1759.0973 | 1792.8628
2075.7584 | 2034.2432 | 2073.2901
1300.2265 | 1274.222 | 1298.6804
609.6964 | 597.5025 | 608.9714
1774.9509 | 1739.4519 | 1772.8403
2081.1997 | 2039.5757 | 2078.7249
2081.7141 | 2040.0798 | 2079.2387
765.3609 | 750.0537 | 764.4508
212.558 | 208.3068 | 212.3052
0 | 0 | 0
0 | 0 | 0
0 | 0 | 0
0 | 0 | 0
0 | 0 | 0
0 | 0 | 0
0 | 0 | 0
0 | 0 | 0
0 | 0 | 0
0 | 0 | 0
224.7885 | 220.2927 | 224.5212
1128.4721 | 1105.9027 | 1127.1302
2688.3755 | 2634.608 | 2685.1788
3918.1153 | 3839.753 | 3913.4562
4881.5224 | 4783.892 | 4875.7177
5513.1008 | 5402.8388 | 5506.5451
5824.2415 | 5707.7566 | 5817.3158
5889.1026 | 5771.3206 | 5882.0998
5561.4142 | 5450.186 | 5554.8011
4833.3784 | 4736.7108 | 4827.631
3693.9675 | 3620.0882 | 3689.5749
2479.8456 | 2430.2487 | 2476.8968
899.1833 | 881.1997 | 898.1141
213.8275 | 209.5509 | 213.5732
0 | 0 | 0
0 | 0 | 0
0 | 0 | 0
0 | 0 | 0
0 | 0 | 0
0 | 0 | 0
0 | 0 | 0
0 | 0 | 0
0 | 0 | 0
0 | 0 | 0
265.7606 | 260.4454 | 265.4446
1068.9911 | 1047.6113 | 1067.72
2135.5256 | 2092.8151 | 2132.9862
3841.5809 | 3764.7492 | 3837.0128
4745.7365 | 4650.8218 | 4740.0933
5481.576 | 5371.9444 | 5475.0577
5830.9362 | 5714.3175 | 5824.0025
5858.5069 | 5741.3367 | 5851.5404
5519.1317 | 5408.7491 | 5512.5688
4775.8011 | 4680.2851 | 4770.1222
3726.0167 | 3651.4964 | 3721.586
2418.1447 | 2369.7818 | 2415.2693
1041.5017 | 1020.6717 | 1040.2632
190.5868 | 186.775 | 190.3601
0 | 0 | 0
0 | 0 | 0
0 | 0 | 0
0 | 0 | 0
0 | 0 | 0
0 | 0 | 0
0 | 0 | 0
0 | 0 | 0
0 | 0 | 0
0 | 0 | 0
204.8342 | 200.7375 | 204.5906
1198.8375 | 1174.8608 | 1197.412
2575.9168 | 2524.3984 | 2572.8537
3852.9023 | 3775.8443 | 3848.3208
4773.3715 | 4677.904 | 4767.6954
5489.4474 | 5379.6585 | 5482.9198
5814.6854 | 5698.3917 | 5807.7711
5767.8181 | 5652.4618 | 5760.9595
5397.3053 | 5289.3592 | 5390.8872
4668.5601 | 4575.1889 | 4663.0086
3656.4408 | 3583.3119 | 3652.0928
2387.4575 | 2339.7084 | 2384.6186
1024.5605 | 1004.0693 | 1023.3421
167.3815 | 164.0339 | 167.1825
0 | 0 | 0
0 | 0 | 0
0 | 0 | 0
0 | 0 | 0
0 | 0 | 0
0 | 0 | 0
0 | 0 | 0
0 | 0 | 0
0 | 0 | 0
0 | 0 | 0
207.008 | 202.8678 | 206.7618
1159.6125 | 1136.4202 | 1158.2335
1925.2824 | 1886.7768 | 1922.993
3299.6324 | 3233.6397 | 3295.7087
4193.5537 | 4109.6826 | 4188.5671
5454.8017 | 5345.7057 | 5448.3153
5323.5482 | 5217.0772 | 5317.2179
4614.5452 | 4522.2543 | 4609.058
4856.9058 | 4759.7677 | 4851.1304
4212.7482 | 4128.4932 | 4207.7387
3213.4302 | 3149.1616 | 3209.6091
2285.8598 | 2240.1426 | 2283.1417
1014.7681 | 994.4728 | 1013.5615
191.7747 | 187.9392 | 191.5466
0 | 0 | 0
0 | 0 | 0
0 | 0 | 0
0 | 0 | 0
0 | 0 | 0
0 | 0 | 0
0 | 0 | 0
0 | 0 | 0
0 | 0 | 0
0 | 0 | 0
202.6726 | 198.6191 | 202.4316
1195.216 | 1171.3117 | 1193.7948
2594.1327 | 2542.2501 | 2591.048
3811.9396 | 3735.7008 | 3807.4067
4752.0001 | 4656.9601 | 4746.3495
5369.1055 | 5261.7234 | 5362.721
5696.6048 | 5582.6727 | 5689.8308
5655.3228 | 5542.2164 | 5648.598
5385.3086 | 5277.6025 | 5378.9049
4668.357 | 4574.9898 | 4662.8057
3685.7952 | 3612.0793 | 3681.4124
2435.3028 | 2386.5968 | 2432.407
1025.1529 | 1004.6499 | 1023.9339
146.7129 | 143.7786 | 146.5384
0 | 0 | 0
0 | 0 | 0
0 | 0 | 0
0 | 0 | 0
0 | 0 | 0
0 | 0 | 0
0 | 0 | 0
0 | 0 | 0
0 | 0 | 0
0 | 0 | 0
191.5172 | 187.6869 | 191.2895
1184.7383 | 1161.0435 | 1183.3295
2596.515 | 2544.5847 | 2593.4274
3806.0218 | 3729.9014 | 3801.496
4731.2019 | 4636.5779 | 4725.576
5329.588 | 5222.9962 | 5323.2505
5729.2312 | 5614.6466 | 5722.4185
5675.4412 | 5561.9324 | 5668.6925
5308.9923 | 5202.8125 | 5302.6793
4639.2908 | 4546.505 | 4633.7742
3021.199 | 2960.775 | 3017.6064
2009.3873 | 1969.1996 | 2006.9979
334.954 | 328.2549 | 334.5557
175.7261 | 172.2116 | 175.5172
0 | 0 | 0
0 | 0 | 0
0 | 0 | 0
0 | 0 | 0
0 | 0 | 0
0 | 0 | 0
0 | 0 | 0
0 | 0 | 0
0 | 0 | 0
0 | 0 | 0
188.5888 | 184.8171 | 188.3646
1170.3928 | 1146.985 | 1169.0011
2511.8927 | 2461.6549 | 2508.9058
3653.1411 | 3580.0782 | 3648.797
4381.3836 | 4293.756 | 4376.1736
4774.042 | 4678.5611 | 4768.3651
5489.5065 | 5379.7164 | 5482.9788
5556.3352 | 5445.2084 | 5549.728
4189.6952 | 4105.9013 | 4184.7131
2786.4821 | 2730.7525 | 2783.1686
611.5385 | 599.3077 | 610.8113
76.5895 | 75.0577 | 76.4984
234.536 | 229.8453 | 234.2571
47.586 | 46.6343 | 47.5294
0 | 0 | 0
0 | 0 | 0
0 | 0 | 0
0 | 0 | 0
0 | 0 | 0
0 | 0 | 0
0 | 0 | 0
0 | 0 | 0
0 | 0 | 0
0 | 0 | 0
206.8125 | 202.6762 | 206.5666
1186.7256 | 1162.9911 | 1185.3144
2561.0184 | 2509.798 | 2557.9731
3798.162 | 3722.1988 | 3793.6456
4721.7599 | 4627.3247 | 4716.1451
5318.979 | 5212.5994 | 5312.6541
5658.6485 | 5545.4755 | 5651.9197
5638.185 | 5525.4213 | 5631.4805
5259.0435 | 5153.8627 | 5252.7899
4520.7034 | 4430.2894 | 4515.3278
3440.3593 | 3371.5521 | 3436.2683
1820.2438 | 1783.839 | 1818.0793
0 | 0 | 0
0 | 0 | 0
0 | 0 | 0
0 | 0 | 0
0 | 0 | 0
0 | 0 | 0
0 | 0 | 0
0 | 0 | 0
0 | 0 | 0
0 | 0 | 0
0 | 0 | 0
0 | 0 | 0
199.533 | 195.5423 | 199.2957
1201.8798 | 1177.8422 | 1200.4506
2570.6848 | 2519.2711 | 2567.628
3783.9715 | 3708.292 | 3779.4719
4635.5766 | 4542.8651 | 4630.0644
5220.3348 | 5115.9281 | 5214.1273
5546.5682 | 5435.6368 | 5539.9727
5350.8836 | 5243.866 | 5344.5208
1695.9896 | 1662.0698 | 1693.9729
710.8431 | 696.6262 | 709.9978
1084.6338 | 1062.9411 | 1083.344
1883.7548 | 1846.0797 | 1881.5148
904.1277 | 886.0451 | 903.0526
235.0858 | 230.3841 | 234.8062
0 | 0 | 0
0 | 0 | 0
0 | 0 | 0
0 | 0 | 0
0 | 0 | 0
0 | 0 | 0
0 | 0 | 0
0 | 0 | 0
0 | 0 | 0
0 | 0 | 0
169.3057 | 165.9196 | 169.1044
1148.288 | 1125.3223 | 1146.9226
2527.2429 | 2476.6981 | 2524.2377
3715.6865 | 3641.3728 | 3711.2681
4606.0815 | 4513.9598 | 4600.6043
5287.4702 | 5181.7208 | 5281.1828
5571.6999 | 5460.2659 | 5565.0745
5557.6757 | 5446.5221 | 5551.0669
5115.9028 | 5013.5847 | 5109.8193
4446.4723 | 4357.5428 | 4441.1849
2444.1469 | 2395.264 | 2441.2406
1419.4841 | 1391.0944 | 1417.7961
581.4721 | 569.8427 | 580.7807
179.1837 | 175.6 | 178.9706
0 | 0 | 0
0 | 0 | 0
0 | 0 | 0
0 | 0 | 0
0 | 0 | 0
0 | 0 | 0
0 | 0 | 0
0 | 0 | 0
0 | 0 | 0
0 | 0 | 0
208.3742 | 204.2067 | 208.1264
1105.6941 | 1083.5802 | 1104.3793
2307.5498 | 2261.3988 | 2304.8059
3313.0084 | 3246.7482 | 3309.0688
4248.0976 | 4163.1357 | 4243.0461
4839.8281 | 4743.0315 | 4834.0729
5623.7618 | 5511.2865 | 5617.0744
5587.6579 | 5475.9047 | 5581.0135
5260.5032 | 5155.2932 | 5254.2479
4579.4139 | 4487.8257 | 4573.9685
3608.432 | 3536.2633 | 3604.1411
2370.586 | 2323.1743 | 2367.7671
1043.0267 | 1022.1661 | 1041.7864
197.0004 | 193.0604 | 196.7661
0 | 0 | 0
0 | 0 | 0
0 | 0 | 0
0 | 0 | 0
0 | 0 | 0
0 | 0 | 0
0 | 0 | 0
0 | 0 | 0
0 | 0 | 0
0 | 0 | 0
184.6865 | 180.9928 | 184.4669
1170.6009 | 1147.1888 | 1169.2089
2552.328 | 2501.2814 | 2549.2929
3785.6073 | 3709.8952 | 3781.1058
4787.3547 | 4691.6076 | 4781.662
5430.0421 | 5321.4412 | 5423.5851
5742.787 | 5627.9313 | 5735.9582
5704.083 | 5590.0013 | 5697.3001
5318.6785 | 5212.3049 | 5312.3539
4619.4678 | 4527.0785 | 4613.9747
3631.0684 | 3558.447 | 3626.7506
2016.8362 | 1976.4995 | 2014.438
976.4549 | 956.9258 | 975.2938
229.9271 | 225.3285 | 229.6537
0 | 0 | 0
0 | 0 | 0
0 | 0 | 0
0 | 0 | 0
0 | 0 | 0
0 | 0 | 0
0 | 0 | 0
0 | 0 | 0
0 | 0 | 0
0 | 0 | 0
184.4802 | 180.7906 | 184.2608
1000.9784 | 980.9588 | 999.7881
2399.4373 | 2351.4486 | 2396.5841
3389.2912 | 3321.5054 | 3385.261
4753.45 | 4658.381 | 4747.7976
5388.3057 | 5280.5396 | 5381.8984
5632.2991 | 5519.6531 | 5625.6016
5597.0917 | 5485.1498 | 5590.4361
5229.7069 | 5125.1128 | 5223.4882
1584.3677 | 1552.6803 | 1582.4837
3089.4394 | 3027.6506 | 3085.7657
2351.8895 | 2304.8517 | 2349.0928
1024.733 | 1004.2383 | 1023.5144
237.5492 | 232.7982 | 237.2667
0 | 0 | 0
0 | 0 | 0
0 | 0 | 0
0 | 0 | 0
0 | 0 | 0
0 | 0 | 0
0 | 0 | 0
0 | 0 | 0
0 | 0 | 0
0 | 0 | 0
230.6067 | 225.9946 | 230.3325
421.5893 | 413.1575 | 421.088
2244.1186 | 2199.2362 | 2241.45
3127.6439 | 3065.091 | 3123.9247
3175.4291 | 3111.9205 | 3171.6531
4871.2306 | 4773.806 | 4865.4381
2892.035 | 2834.1943 | 2888.596
1846.4622 | 1809.533 | 1844.2666
4249.1205 | 4164.1381 | 4244.0678
373.7295 | 366.2549 | 373.2851
3175.485 | 3111.9753 | 3171.709
2410.5878 | 2362.376 | 2407.7213
1075.2681 | 1053.7627 | 1073.9894
223.3369 | 218.8701 | 223.0713
0 | 0 | 0
0 | 0 | 0
0 | 0 | 0
0 | 0 | 0
0 | 0 | 0
0 | 0 | 0
0 | 0 | 0
0 | 0 | 0
0 | 0 | 0
0 | 0 | 0
187.2215 | 183.4771 | 186.9989
1218.9717 | 1194.5923 | 1217.5222
2670.2765 | 2616.8709 | 2667.1012
3969.3898 | 3890.002 | 3964.6698
4977.9654 | 4878.4061 | 4972.046
5632.2421 | 5519.5973 | 5625.5447
5953.7062 | 5834.6321 | 5946.6266
5922.4949 | 5804.045 | 5915.4524
5484.0487 | 5374.3677 | 5477.5275
4792.8851 | 4697.0274 | 4787.1858
3762.8276 | 3687.5711 | 3758.3532
2483.5855 | 2433.9138 | 2480.6322
1075.7849 | 1054.2692 | 1074.5057
153.3003 | 150.2343 | 153.118
0 | 0 | 0
0 | 0 | 0
0 | 0 | 0
0 | 0 | 0
0 | 0 | 0
0 | 0 | 0
0 | 0 | 0
0 | 0 | 0
0 | 0 | 0
0 | 0 | 0
165.3441 | 162.0372 | 165.1475
1214.3934 | 1190.1056 | 1212.9494
2671.1276 | 2617.705 | 2667.9513
3942.1645 | 3863.3212 | 3937.4768
4937.8514 | 4839.0944 | 4931.9798
5581.6192 | 5469.9868 | 5574.982
5893.0744 | 5775.2129 | 5886.0668
5898.0078 | 5780.0477 | 5890.9944
5467.5642 | 5358.2129 | 5461.0626
4792.8142 | 4696.9579 | 4787.1149
3805.7008 | 3729.5868 | 3801.1754
2523.7743 | 2473.2988 | 2520.7733
1103.4819 | 1081.4123 | 1102.1698
172.6473 | 169.1944 | 172.442
0 | 0 | 0
0 | 0 | 0
0 | 0 | 0
0 | 0 | 0
0 | 0 | 0
0 | 0 | 0
0 | 0 | 0
0 | 0 | 0
0 | 0 | 0
0 | 0 | 0
172.0507 | 168.6097 | 171.8461
1222.0521 | 1197.611 | 1220.5989
2667.255 | 2613.9099 | 2664.0833
3926.4438 | 3847.9149 | 3921.7748
4933.7128 | 4835.0386 | 4927.8461
5610.7987 | 5498.5828 | 5604.1269
5896.8244 | 5778.8879 | 5889.8123
5902.0024 | 5783.9624 | 5894.9842
5580.4341 | 5468.8254 | 5573.7983
4838.6497 | 4741.8767 | 4832.896
3865.4713 | 3788.1618 | 3860.8748
2573.357 | 2521.8899 | 2570.297
1129.4883 | 1106.8985 | 1128.1452
142.8492 | 139.9923 | 142.6794
0 | 0 | 0
0 | 0 | 0
0 | 0 | 0
0 | 0 | 0
0 | 0 | 0
0 | 0 | 0
0 | 0 | 0
0 | 0 | 0
0 | 0 | 0
0 | 0 | 0
182.0649 | 178.4236 | 181.8484
1176.1523 | 1152.6292 | 1174.7537
2562.5359 | 2511.2852 | 2559.4887
3803.6888 | 3727.615 | 3799.1658
4779.9211 | 4684.3227 | 4774.2372
5394.9326 | 5287.0339 | 5388.5174
5741.533 | 5626.7024 | 5734.7057
5657.296 | 5544.1501 | 5650.5688
5298.9627 | 5192.9834 | 5292.6616
4603.2419 | 4511.1771 | 4597.7681
3644.3522 | 3571.4651 | 3640.0186
2426.6735 | 2378.1401 | 2423.7879
1100.087 | 1078.0853 | 1098.7789
202.9279 | 198.8694 | 202.6866
0 | 0 | 0
0 | 0 | 0
0 | 0 | 0
0 | 0 | 0
0 | 0 | 0
0 | 0 | 0
0 | 0 | 0
0 | 0 | 0
0 | 0 | 0
0 | 0 | 0
194.3354 | 190.4487 | 194.1043
1152.0257 | 1128.9852 | 1150.6558
2499.044 | 2449.0631 | 2496.0723
3745.541 | 3670.6302 | 3741.0871
4670.9732 | 4577.5537 | 4665.4188
5375.9884 | 5268.4686 | 5369.5957
5690.2432 | 5576.4384 | 5683.4769
5662.6834 | 5549.4298 | 5655.9498
5380.6363 | 5273.0236 | 5374.2381
4692.5492 | 4598.6982 | 4686.9692
3742.1255 | 3667.283 | 3737.6757
2488.7166 | 2438.9423 | 2485.7573
1101.3456 | 1079.3187 | 1100.036
179.245 | 175.6601 | 179.0319
0 | 0 | 0
0 | 0 | 0
0 | 0 | 0
0 | 0 | 0
0 | 0 | 0
0 | 0 | 0
0 | 0 | 0
0 | 0 | 0
0 | 0 | 0
0 | 0 | 0
159.3257 | 156.1392 | 159.1363
1158.2266 | 1135.0621 | 1156.8494
2528.6241 | 2478.0516 | 2525.6173
3706.0364 | 3631.9157 | 3701.6295
4679.2421 | 4585.6573 | 4673.6779
5385.604 | 5277.8919 | 5379.1999
5677.4942 | 5563.9443 | 5670.743
5636.8393 | 5524.1025 | 5630.1364
5300.0519 | 5194.0508 | 5293.7495
4673.6801 | 4580.2065 | 4668.1225
3702.7367 | 3628.682 | 3698.3337
2463.0196 | 2413.7592 | 2460.0908
1095.071 | 1073.1696 | 1093.7688
160.5145 | 157.3042 | 160.3236
0 | 0 | 0
0 | 0 | 0
0 | 0 | 0
0 | 0 | 0
0 | 0 | 0
0 | 0 | 0
0 | 0 | 0
0 | 0 | 0
0 | 0 | 0
0 | 0 | 0
195.4089 | 191.5007 | 195.1765
1106.7291 | 1084.5946 | 1105.4131
2436.8659 | 2388.1286 | 2433.9682
3640.6239 | 3567.8115 | 3636.2948
4589.7146 | 4497.9203 | 4584.2569
5237.9127 | 5133.1544 | 5231.6842
5628.1926 | 5515.6288 | 5621.5
5635.0262 | 5522.3257 | 5628.3255
5305.9056 | 5199.7875 | 5299.5963
4624.2868 | 4531.801 | 4618.7879
3684.7553 | 3611.0602 | 3680.3737
2463.9689 | 2414.6895 | 2461.039
1095.4412 | 1073.5324 | 1094.1386
185.7599 | 182.0447 | 185.539
0 | 0 | 0
0 | 0 | 0
0 | 0 | 0
0 | 0 | 0
0 | 0 | 0
0 | 0 | 0
0 | 0 | 0
0 | 0 | 0
0 | 0 | 0
0 | 0 | 0
171.8673 | 168.43 | 171.6629
1102.8644 | 1080.8071 | 1101.553
2453.0897 | 2404.0279 | 2450.1727
3640.1211 | 3567.3186 | 3635.7925
4565.1011 | 4473.7991 | 4559.6727
5196.5815 | 5092.6499 | 5190.4022
5491.8004 | 5381.9644 | 5485.27
5043.8531 | 4942.976 | 5037.8553
4728.7541 | 4634.179 | 4723.131
3460.8541 | 3391.637 | 3456.7388
1493.7503 | 1463.8753 | 1491.9741
456.8654 | 447.7281 | 456.3222
509.07 | 498.8886 | 508.4647
155.688 | 152.5742 | 155.5028
0 | 0 | 0
0 | 0 | 0
0 | 0 | 0
0 | 0 | 0
0 | 0 | 0
0 | 0 | 0
0 | 0 | 0
0 | 0 | 0
0 | 0 | 0
0 | 0 | 0
262.7562 | 257.501 | 262.4437
1127.6235 | 1105.071 | 1126.2826
2358.7427 | 2311.5679 | 2355.9379
3505.8788 | 3435.7612 | 3501.7099
4433.6512 | 4344.9782 | 4428.3791
5113.6741 | 5011.4006 | 5107.5934
5535.8012 | 5425.0852 | 5529.2185
5545.0028 | 5434.1028 | 5538.4092
4540.2943 | 4449.4884 | 4534.8954
2069.5461 | 2028.1552 | 2067.0852
1024.5611 | 1004.0698 | 1023.3427
21.5963 | 21.1643 | 21.5706
171.9338 | 168.4951 | 171.7294
34.7489 | 34.0539 | 34.7076
0 | 0 | 0
0 | 0 | 0
0 | 0 | 0
0 | 0 | 0
0 | 0 | 0
0 | 0 | 0
0 | 0 | 0
0 | 0 | 0
0 | 0 | 0
0 | 0 | 0
208.0055 | 203.8454 | 207.7582
1112.0537 | 1089.8126 | 1110.7314
2435.935 | 2387.2163 | 2433.0384
3620.7859 | 3548.3702 | 3616.4803
3942.5389 | 3863.6881 | 3937.8508
5210.4943 | 5106.2844 | 5204.2984
5486.4996 | 5376.7696 | 5479.9755
3427.6183 | 3359.0659 | 3423.5425
1974.6381 | 1935.1453 | 1972.29
3646.8852 | 3573.9475 | 3642.5486
686.6904 | 672.9566 | 685.8739
33.2747 | 32.6092 | 33.2351
674.6 | 661.108 | 673.7978
222.5274 | 218.0768 | 222.2628
0 | 0 | 0
0 | 0 | 0
0 | 0 | 0
0 | 0 | 0
0 | 0 | 0
0 | 0 | 0
0 | 0 | 0
0 | 0 | 0
0 | 0 | 0
0 | 0 | 0
190.6142 | 186.802 | 190.3876
1106.8437 | 1084.7068 | 1105.5275
2460.2718 | 2411.0664 | 2457.3462
3186.6264 | 3122.8939 | 3182.8371
3748.1249 | 3673.1624 | 3743.6679
5213.4676 | 5109.1982 | 5207.2681
5514.0324 | 5403.7518 | 5507.4756
4558.3743 | 4467.2068 | 4552.9538
3790.8354 | 3715.0187 | 3786.3276
1026.8335 | 1006.2969 | 1025.6125
1620.7357 | 1588.321 | 1618.8084
1258.4948 | 1233.3249 | 1256.9983
0 | 0 | 0
0 | 0 | 0
0 | 0 | 0
0 | 0 | 0
0 | 0 | 0
0 | 0 | 0
0 | 0 | 0
0 | 0 | 0
0 | 0 | 0
0 | 0 | 0
0 | 0 | 0
0 | 0 | 0
221.7854 | 217.3496 | 221.5216
693.1702 | 679.3068 | 692.346
2158.9076 | 2115.7295 | 2156.3405
2279.7527 | 2234.1577 | 2277.0418
4099.3036 | 4017.3175 | 4094.4291
5277.2551 | 5171.71 | 5270.9798
5133.0002 | 5030.3402 | 5126.8965
5566.7156 | 5455.3813 | 5560.0961
1492.4025 | 1462.5544 | 1490.6278
4322.1985 | 4235.7545 | 4317.0589
1277.8255 | 1252.269 | 1276.306
1937.0416 | 1898.3008 | 1934.7382
840.7386 | 823.9238 | 839.7388
276.1738 | 270.6503 | 275.8454
0 | 0 | 0
0 | 0 | 0
0 | 0 | 0
0 | 0 | 0
0 | 0 | 0
0 | 0 | 0
0 | 0 | 0
0 | 0 | 0
0 | 0 | 0
0 | 0 | 0
215.9765 | 211.657 | 215.7197
1106.4444 | 1084.3155 | 1105.1287
2468.7014 | 2419.3273 | 2465.7658
3730.3429 | 3655.736 | 3725.9071
4715.4118 | 4621.1035 | 4709.8046
5357.511 | 5250.3608 | 5351.1403
5688.2146 | 5574.4503 | 5681.4506
5710.9731 | 5596.7536 | 5704.182
5363.687 | 5256.4133 | 5357.309
4732.7264 | 4638.0718 | 4727.0986
3620.8649 | 3548.4476 | 3616.5593
2273.414 | 2227.9457 | 2270.7106
1089.5191 | 1067.7287 | 1088.2235
212.0436 | 207.8027 | 211.7914
0 | 0 | 0
0 | 0 | 0
0 | 0 | 0
0 | 0 | 0
0 | 0 | 0
0 | 0 | 0
0 | 0 | 0
0 | 0 | 0
0 | 0 | 0
0 | 0 | 0
196.3812 | 192.4536 | 196.1477
1077.0616 | 1055.5203 | 1075.7808
2420.9929 | 2372.573 | 2418.114
3653.3328 | 3580.2661 | 3648.9885
4644.6554 | 4551.7623 | 4639.1324
5280.318 | 5174.7116 | 5274.039
5623.327 | 5510.8605 | 5616.6402
5600.5085 | 5488.4983 | 5593.8488
2431.5622 | 2382.9309 | 2428.6708
3549.63 | 3478.6374 | 3545.4091
3674.2238 | 3600.7393 | 3669.8547
2450.7575 | 2401.7423 | 2447.8432
1118.4392 | 1096.0704 | 1117.1093
220.31 | 215.9038 | 220.048
0 | 0 | 0
0 | 0 | 0
0 | 0 | 0
0 | 0 | 0
0 | 0 | 0
0 | 0 | 0
0 | 0 | 0
0 | 0 | 0
0 | 0 | 0
0 | 0 | 0
195.6561 | 191.743 | 195.4234
1081.9061 | 1060.268 | 1080.6196
2440.5964 | 2391.7845 | 2437.6943
3639.9868 | 3567.1871 | 3635.6585
4606.424 | 4514.2955 | 4600.9464
5247.1578 | 5142.2147 | 5240.9183
5605.4212 | 5493.3128 | 5598.7557
5629.0673 | 5516.4859 | 5622.3737
4183.7717 | 4100.0963 | 4178.7967
4581.1234 | 4489.5009 | 4575.6759
2682.8832 | 2629.2256 | 2679.693
1924.7979 | 1886.302 | 1922.5091
865.4036 | 848.0956 | 864.3746
268.2122 | 262.8479 | 267.8932
0 | 0 | 0
0 | 0 | 0
0 | 0 | 0
0 | 0 | 0
0 | 0 | 0
0 | 0 | 0
0 | 0 | 0
0 | 0 | 0
0 | 0 | 0
0 | 0 | 0
203.2062 | 199.1421 | 202.9646
1086.4483 | 1064.7193 | 1085.1563
2421.2571 | 2372.832 | 2418.378
3569.2346 | 3497.8499 | 3564.9904
4421.2484 | 4332.8234 | 4415.991
4965.7698 | 4866.4544 | 4959.8649
5357.3675 | 5250.2201 | 5350.9969
4905.3825 | 4807.2749 | 4899.5494
4751.8742 | 4656.8367 | 4746.2237
2834.4497 | 2777.7607 | 2831.0792
1477.4196 | 1447.8712 | 1475.6628
1432.0082 | 1403.368 | 1430.3053
1136.1075 | 1113.3853 | 1134.7565
221.3363 | 216.9095 | 221.0731
0 | 0 | 0
0 | 0 | 0
0 | 0 | 0
0 | 0 | 0
0 | 0 | 0
0 | 0 | 0
0 | 0 | 0
0 | 0 | 0
0 | 0 | 0
0 | 0 | 0
195.6668 | 191.7534 | 195.4341
986.3393 | 966.6125 | 985.1664
1744.4431 | 1709.5542 | 1742.3688
3556.8494 | 3485.7124 | 3552.6199
4119.9785 | 4037.5789 | 4115.0794
4956.4687 | 4857.3393 | 4950.5749
1481.9916 | 1452.3517 | 1480.2293
5072.2502 | 4970.8052 | 5066.2187
5157.6433 | 5054.4904 | 5151.5102
1657.9547 | 1624.7956 | 1655.9832
99.5989 | 97.6069 | 99.4805
1332.3755 | 1305.728 | 1330.7911
1145.3447 | 1122.4378 | 1143.9828
259.2937 | 254.1078 | 258.9854
0 | 0 | 0
0 | 0 | 0
0 | 0 | 0
0 | 0 | 0
0 | 0 | 0
0 | 0 | 0
0 | 0 | 0
0 | 0 | 0
0 | 0 | 0
0 | 0 | 0
200.1293 | 196.1267 | 199.8914
1058.3119 | 1037.1456 | 1057.0534
2337.6271 | 2290.8746 | 2334.8474
3513.6844 | 3443.4108 | 3509.5063
4489.4615 | 4399.6723 | 4484.123
5023.2434 | 4922.7786 | 5017.2702
5340.4322 | 5233.6235 | 5334.0818
5330.6943 | 5224.0804 | 5324.3554
5047.8357 | 4946.879 | 5041.8332
2298.4622 | 2252.493 | 2295.7291
754.4552 | 739.3661 | 753.5581
574.1596 | 562.6764 | 573.4768
209.9171 | 205.7188 | 209.6675
15.5879 | 15.2762 | 15.5694
0 | 0 | 0
0 | 0 | 0
0 | 0 | 0
0 | 0 | 0
0 | 0 | 0
0 | 0 | 0
0 | 0 | 0
0 | 0 | 0
0 | 0 | 0
0 | 0 | 0
199.9187 | 195.9204 | 199.681
1066.0261 | 1044.7056 | 1064.7585
2343.6941 | 2296.8202 | 2340.9072
3508.3219 | 3438.1555 | 3504.1501
4484.3897 | 4394.7019 | 4479.0572
5185.5077 | 5081.7976 | 5179.3416
5555.9688 | 5444.8494 | 5549.3621
5512.3987 | 5402.1507 | 5505.8438
4577.4832 | 4485.9336 | 4572.0401
1974.5076 | 1935.0175 | 1972.1597
1969.1347 | 1929.752 | 1966.7932
1095.4976 | 1073.5876 | 1094.1949
876.5095 | 858.9793 | 875.4672
10.2954 | 10.0895 | 10.2831
0 | 0 | 0
0 | 0 | 0
0 | 0 | 0
0 | 0 | 0
0 | 0 | 0
0 | 0 | 0
0 | 0 | 0
0 | 0 | 0
0 | 0 | 0
0 | 0 | 0
206.9427 | 202.8038 | 206.6966
969.3885 | 950.0008 | 968.2358
1706.3742 | 1672.2467 | 1704.3451
1981.9572 | 1942.318 | 1979.6004
3887.2164 | 3809.4721 | 3882.5941
2240.3512 | 2195.5442 | 2237.6872
1881.3576 | 1843.7304 | 1879.1204
3381.5495 | 3313.9186 | 3377.5285
3596.3833 | 3524.4556 | 3592.1067
3390.7789 | 3322.9633 | 3386.7469
2646.7371 | 2593.8024 | 2643.5898
219.7674 | 215.372 | 219.5061
0 | 0 | 0
0 | 0 | 0
0 | 0 | 0
0 | 0 | 0
0 | 0 | 0
0 | 0 | 0
0 | 0 | 0
0 | 0 | 0
0 | 0 | 0
0 | 0 | 0
0 | 0 | 0
0 | 0 | 0
205.1218 | 201.0193 | 204.8779
1055.1866 | 1034.0829 | 1053.9319
2362.2316 | 2314.9869 | 2359.4226
3579.2101 | 3507.6259 | 3574.954
4611.4108 | 4519.1826 | 4605.9273
5261.7427 | 5156.5078 | 5255.4859
5671.5353 | 5558.1046 | 5664.7912
3669.2817 | 3595.8961 | 3664.9185
5362.3315 | 5255.0849 | 5355.9551
4692.443 | 4598.5941 | 4686.8631
3552.7838 | 3481.7282 | 3548.5592
2427.3267 | 2378.7801 | 2424.4403
432.6329 | 423.9803 | 432.1185
10.6935 | 10.4796 | 10.6807
0 | 0 | 0
0 | 0 | 0
0 | 0 | 0
0 | 0 | 0
0 | 0 | 0
0 | 0 | 0
0 | 0 | 0
0 | 0 | 0
0 | 0 | 0
0 | 0 | 0
180.7168 | 177.1025 | 180.5019
911.7966 | 893.5607 | 910.7124
2229.7358 | 2185.1411 | 2227.0843
3083.075 | 3021.4135 | 3079.4088
3987.148 | 3907.405 | 3982.4068
4571.6886 | 4480.2548 | 4566.2523
5609.3842 | 5497.1965 | 5602.7139
5659.0583 | 5545.8772 | 5652.329
5326.2919 | 5219.7661 | 5319.9583
4234.9861 | 4150.2864 | 4229.9503
3028.8707 | 2968.2933 | 3025.269
2104.5999 | 2062.5079 | 2102.0973
803.4396 | 787.3708 | 802.4842
0 | 0 | 0
0 | 0 | 0
0 | 0 | 0
0 | 0 | 0
0 | 0 | 0
0 | 0 | 0
0 | 0 | 0
0 | 0 | 0
0 | 0 | 0
0 | 0 | 0
0 | 0 | 0
204.1752 | 200.0917 | 203.9324
950.4112 | 931.4029 | 949.281
2112.1238 | 2069.8813 | 2109.6123
2484.5195 | 2434.8291 | 2481.5651
3727.9868 | 3653.4271 | 3723.5538
3979.1397 | 3899.5569 | 3974.408
4751.4908 | 4656.461 | 4745.8407
4597.3768 | 4505.4292 | 4591.9099
4274.5547 | 4189.0637 | 4269.4718
1888.4523 | 1850.6833 | 1886.2068
3019.0778 | 2958.6963 | 3015.4878
2442.3559 | 2393.5088 | 2439.4516
1029.833 | 1009.2364 | 1028.6084
130.9123 | 128.2941 | 130.7567
0 | 0 | 0
0 | 0 | 0
0 | 0 | 0
0 | 0 | 0
0 | 0 | 0
0 | 0 | 0
0 | 0 | 0
0 | 0 | 0
0 | 0 | 0
0 | 0 | 0
166.9745 | 163.635 | 166.7759
935.5588 | 916.8477 | 934.4464
2345.3219 | 2298.4155 | 2342.5331
3298.6797 | 3232.7061 | 3294.7572
3973.9443 | 3894.4654 | 3969.2188
4707.389 | 4613.2412 | 4701.7914
5478.6436 | 5369.0708 | 5472.1289
5479.5546 | 5369.9635 | 5473.0387
5201.7969 | 5097.7609 | 5195.6113
2597.5627 | 2545.6115 | 2594.4739
838.6489 | 821.876 | 837.6517
809.1522 | 792.9691 | 808.19
1038.822 | 1018.0456 | 1037.5867
278.9741 | 273.3946 | 278.6423
0 | 0 | 0
0 | 0 | 0
0 | 0 | 0
0 | 0 | 0
0 | 0 | 0
0 | 0 | 0
0 | 0 | 0
0 | 0 | 0
0 | 0 | 0
0 | 0 | 0
150.7205 | 147.7061 | 150.5412
71.2458 | 69.8209 | 71.1611
436.0906 | 427.3688 | 435.5721
2492.9959 | 2443.136 | 2490.0315
3773.9853 | 3698.5056 | 3769.4976
4259.6502 | 4174.4572 | 4254.5849
2881.2516 | 2823.6266 | 2877.8255
4202.6481 | 4118.5951 | 4197.6506
4262.9483 | 4177.6893 | 4257.8792
3426.5022 | 3357.9721 | 3422.4277
1785.5071 | 1749.797 | 1783.384
1030.1066 | 1009.5044 | 1028.8816
1095.4604 | 1073.5512 | 1094.1578
256.1127 | 250.9905 | 255.8082
0 | 0 | 0
0 | 0 | 0
0 | 0 | 0
0 | 0 | 0
0 | 0 | 0
0 | 0 | 0
0 | 0 | 0
0 | 0 | 0
0 | 0 | 0
0 | 0 | 0
212.001 | 207.761 | 211.7489
758.7287 | 743.5541 | 757.8264
1772.9868 | 1737.527 | 1770.8785
2382.507 | 2334.8568 | 2379.6739
1570.3559 | 1538.9488 | 1568.4886
5197.2935 | 5093.3476 | 5191.1133
5586.079 | 5474.3574 | 5579.4365
5148.5779 | 5045.6064 | 5142.4556
2173.2371 | 2129.7723 | 2170.6528
2899.0655 | 2841.0842 | 2895.6182
381.9699 | 374.3305 | 381.5157
1704.4005 | 1670.3125 | 1702.3738
1105.8116 | 1083.6954 | 1104.4967
11.1263 | 10.9037 | 11.113
0 | 0 | 0
0 | 0 | 0
0 | 0 | 0
0 | 0 | 0
0 | 0 | 0
0 | 0 | 0
0 | 0 | 0
0 | 0 | 0
0 | 0 | 0
0 | 0 | 0
187.8009 | 184.0448 | 187.5775
1037.3782 | 1016.6306 | 1036.1446
2397.9963 | 2350.0364 | 2395.1448
3654.8673 | 3581.77 | 3650.5213
4597.084 | 4505.1423 | 4591.6175
5231.7599 | 5127.1247 | 5225.5388
5553.222 | 5442.1576 | 5546.6186
5529.8454 | 5419.2485 | 5523.2697
5206.1231 | 5102.0006 | 5199.9324
4648.6847 | 4555.711 | 4643.1569
2697.9539 | 2643.9948 | 2694.7457
1759.6239 | 1724.4314 | 1757.5315
601.5947 | 589.5628 | 600.8794
241.9088 | 237.0706 | 241.6211
0 | 0 | 0
0 | 0 | 0
0 | 0 | 0
0 | 0 | 0
0 | 0 | 0
0 | 0 | 0
0 | 0 | 0
0 | 0 | 0
0 | 0 | 0
0 | 0 | 0
140.0623 | 137.261 | 139.8957
992.9218 | 973.0634 | 991.7411
2363.1231 | 2315.8606 | 2360.313
3512.8984 | 3442.6404 | 3508.7211
4430.3557 | 4341.7486 | 4425.0875
5050.2535 | 4949.2484 | 5044.2481
5490.8413 | 5381.0245 | 5484.3121
5472.7749 | 5363.3194 | 5466.2671
5254.7225 | 5149.6281 | 5248.4741
4303.8812 | 4217.8036 | 4298.7634
3423.4328 | 3354.9641 | 3419.3619
1118.9194 | 1096.541 | 1117.5889
1063.9186 | 1042.6402 | 1062.6534
257.9089 | 252.7507 | 257.6022
0 | 0 | 0
0 | 0 | 0
0 | 0 | 0
0 | 0 | 0
0 | 0 | 0
0 | 0 | 0
0 | 0 | 0
0 | 0 | 0
0 | 0 | 0
0 | 0 | 0
140.0834 | 137.2817 | 139.9168
981.8226 | 962.1862 | 980.6551
2372.7175 | 2325.2631 | 2369.896
3640.6307 | 3567.8181 | 3636.3015
4619.1118 | 4526.7296 | 4613.6192
5175.3465 | 5071.8395 | 5169.1924
5499.4968 | 5389.5069 | 5492.9572
5511.7867 | 5401.551 | 5505.2325
5177.6135 | 5074.0612 | 5171.4567
4557.7918 | 4466.636 | 4552.3721
3568.7825 | 3497.4069 | 3564.5388
2418.4321 | 2370.0634 | 2415.5563
966.9485 | 947.6095 | 965.7987
232.1349 | 227.4922 | 231.8589
0 | 0 | 0
0 | 0 | 0
0 | 0 | 0
0 | 0 | 0
0 | 0 | 0
0 | 0 | 0
0 | 0 | 0
0 | 0 | 0
0 | 0 | 0
0 | 0 | 0
122.4943 | 120.0444 | 122.3486
1011.3088 | 991.0827 | 1010.1063
2447.3404 | 2398.3936 | 2444.4302
3728.0376 | 3653.4768 | 3723.6045
4686.9804 | 4593.2408 | 4681.4071
5352.7293 | 5245.6748 | 5346.3643
5576.0452 | 5464.5243 | 5569.4147
5588.7637 | 5476.9884 | 5582.118
5120.8114 | 5018.3951 | 5114.7221
4536.2081 | 4445.4839 | 4530.814
3629.2768 | 3556.6913 | 3624.9612
2507.8658 | 2457.7085 | 2504.8836
1147.7261 | 1124.7716 | 1146.3613
181.6365 | 178.0038 | 181.4206
0 | 0 | 0
0 | 0 | 0
0 | 0 | 0
0 | 0 | 0
0 | 0 | 0
0 | 0 | 0
0 | 0 | 0
0 | 0 | 0
0 | 0 | 0
0 | 0 | 0
159.4327 | 156.2441 | 159.2432
973.5122 | 954.042 | 972.3546
2283.3206 | 2237.6541 | 2280.6054
3524.6657 | 3454.1724 | 3520.4745
4517.8473 | 4427.4904 | 4512.475
5182.1324 | 5078.4897 | 5175.9702
5540.2398 | 5429.435 | 5533.6518
5607.3063 | 5495.1602 | 5600.6386
5290.2839 | 5184.4782 | 5283.9931
4651.2476 | 4558.2226 | 4645.7167
3695.2274 | 3621.3229 | 3690.8334
2475.4974 | 2425.9874 | 2472.5537
1119.4868 | 1097.0971 | 1118.1556
186.3501 | 182.6231 | 186.1285
0 | 0 | 0
0 | 0 | 0
0 | 0 | 0
0 | 0 | 0
0 | 0 | 0
0 | 0 | 0
0 | 0 | 0
0 | 0 | 0
0 | 0 | 0
0 | 0 | 0
148.0603 | 145.0991 | 147.8842
979.624 | 960.0316 | 978.4592
2355.2943 | 2308.1885 | 2352.4936
3619.3197 | 3546.9333 | 3615.0159
4616.1173 | 4523.795 | 4610.6282
5300.2685 | 5194.2631 | 5293.9658
5657.3375 | 5544.1907 | 5650.6102
5679.0145 | 5565.4342 | 5672.2615
5360.4868 | 5253.2771 | 5354.1126
4730.1003 | 4635.4983 | 4724.4756
3771.9818 | 3696.5422 | 3767.4965
2528.905 | 2478.3269 | 2525.8978
1137.0075 | 1114.2674 | 1135.6555
163.5933 | 160.3215 | 163.3988
0 | 0 | 0
0 | 0 | 0
0 | 0 | 0
0 | 0 | 0
0 | 0 | 0
0 | 0 | 0
0 | 0 | 0
0 | 0 | 0
0 | 0 | 0
0 | 0 | 0
123.9852 | 121.5055 | 123.8377
970.1034 | 950.7013 | 968.9498
2305.6329 | 2259.5202 | 2302.8912
3483.4677 | 3413.7984 | 3479.3255
4497.5895 | 4407.6377 | 4492.2414
5137.9394 | 5035.1806 | 5131.8298
5568.8888 | 5457.511 | 5562.2667
5567.6685 | 5456.3152 | 5561.0479
5263.4956 | 5158.2257 | 5257.2367
4647.4971 | 4554.5471 | 4641.9706
3746.2994 | 3671.3734 | 3741.8446
2501.2558 | 2451.2307 | 2498.2815
1126.7974 | 1104.2615 | 1125.4575
180.6387 | 177.0259 | 180.4239
0 | 0 | 0
0 | 0 | 0
0 | 0 | 0
0 | 0 | 0
0 | 0 | 0
0 | 0 | 0
0 | 0 | 0
0 | 0 | 0
0 | 0 | 0
0 | 0 | 0
179.3186 | 175.7322 | 179.1054
980.6917 | 961.0778 | 979.5255
2288.6085 | 2242.8363 | 2285.887
3516.1631 | 3445.8398 | 3511.982
4505.0366 | 4414.9359 | 4499.6796
5155.9571 | 5052.838 | 5149.8261
5549.6378 | 5438.6451 | 5543.0387
5583.4022 | 5471.7341 | 5576.7629
5265.5844 | 5160.2727 | 5259.323
4615.7468 | 4523.4319 | 4610.2582
3688.9405 | 3615.1617 | 3684.5539
2477.5496 | 2427.9986 | 2474.6035
8.9998 | 8.8199 | 8.9891
0 | 0 | 0
0 | 0 | 0
0 | 0 | 0
0 | 0 | 0
0 | 0 | 0
0 | 0 | 0
0 | 0 | 0
0 | 0 | 0
0 | 0 | 0
0 | 0 | 0
0 | 0 | 0
175.1978 | 171.6938 | 174.9894
759.8079 | 744.6118 | 758.9044
1971.988 | 1932.5483 | 1969.6431
3435.4711 | 3366.7617 | 3431.386
4423.1112 | 4334.6489 | 4417.8516
5051.3867 | 4950.359 | 5045.38
5477.7928 | 5368.237 | 5471.2791
5481.9718 | 5372.3324 | 5475.4531
5225.6093 | 5121.0971 | 5219.3954
4581.0716 | 4489.4501 | 4575.6241
2975.1227 | 2915.6202 | 2971.5849
2306.3718 | 2260.2443 | 2303.6292
862.3786 | 845.1311 | 861.3532
133.3389 | 130.6721 | 133.1803
0 | 0 | 0
0 | 0 | 0
0 | 0 | 0
0 | 0 | 0
0 | 0 | 0
0 | 0 | 0
0 | 0 | 0
0 | 0 | 0
0 | 0 | 0
0 | 0 | 0
132.3161 | 129.6698 | 132.1587
919.2111 | 900.8269 | 918.118
2258.4475 | 2213.2785 | 2255.7619
3402.6488 | 3334.5958 | 3398.6027
4402.8404 | 4314.7836 | 4397.6049
5117.4303 | 5015.0817 | 5111.3451
5470.3286 | 5360.922 | 5463.8237
5465.8008 | 5356.4848 | 5459.3014
5176.4139 | 5072.8856 | 5170.2585
4530.0325 | 4439.4319 | 4524.6458
3565.5018 | 3494.1917 | 3561.262
2343.6661 | 2296.7928 | 2340.8792
1067.3731 | 1046.0257 | 1066.1039
180.6374 | 177.0247 | 180.4226
0 | 0 | 0
0 | 0 | 0
0 | 0 | 0
0 | 0 | 0
0 | 0 | 0
0 | 0 | 0
0 | 0 | 0
0 | 0 | 0
0 | 0 | 0
0 | 0 | 0
162.264 | 159.0187 | 162.0711
832.6958 | 816.0419 | 831.7056
2233.0326 | 2188.372 | 2230.3773
3442.4073 | 3373.5592 | 3438.3139
4397.6287 | 4309.6761 | 4392.3994
5037.8459 | 4937.089 | 5031.8553
5386.6346 | 5278.9019 | 5380.2293
5497.264 | 5387.3187 | 5490.7271
5189.8769 | 5086.0794 | 5183.7056
4533.2115 | 4442.5473 | 4527.821
3508.0159 | 3437.8556 | 3503.8445
1741.1331 | 1706.3104 | 1739.0626
749.1497 | 734.1667 | 748.2588
221.9496 | 217.5106 | 221.6856
0 | 0 | 0
0 | 0 | 0
0 | 0 | 0
0 | 0 | 0
0 | 0 | 0
0 | 0 | 0
0 | 0 | 0
0 | 0 | 0
0 | 0 | 0
0 | 0 | 0
156.7107 | 153.5765 | 156.5243
797.5712 | 781.6198 | 796.6228
2237.6539 | 2192.9008 | 2234.9931
3489.8622 | 3420.0649 | 3485.7123
1085.1158 | 1063.4135 | 1083.8255
3761.989 | 3686.7492 | 3757.5155
4120.8397 | 4038.4229 | 4115.9395
799.7541 | 783.759 | 798.8031
4536.3081 | 4445.5819 | 4530.9139
1600.9184 | 1568.9 | 1599.0147
3643.2497 | 3570.3848 | 3638.9175
2405.7548 | 2357.6397 | 2402.8941
1098.3154 | 1076.3491 | 1097.0094
236.2066 | 231.4825 | 235.9257
0 | 0 | 0
0 | 0 | 0
0 | 0 | 0
0 | 0 | 0
0 | 0 | 0
0 | 0 | 0
0 | 0 | 0
0 | 0 | 0
0 | 0 | 0
0 | 0 | 0
143.1078 | 140.2457 | 142.9376
923.9031 | 905.425 | 922.8045
2185.6407 | 2141.9279 | 2183.0417
3426.4073 | 3357.8792 | 3422.3329
4454.3075 | 4365.2213 | 4449.0108
5110.875 | 5008.6575 | 5104.7975
5394.0781 | 5286.1966 | 5387.6639
5392.5044 | 5284.6543 | 5386.0921
5087.5652 | 4985.8139 | 5081.5155
4471.6822 | 4382.2485 | 4466.3648
3587.0363 | 3515.2956 | 3582.7709
2341.132 | 2294.3094 | 2338.3482
1095.4059 | 1073.4978 | 1094.1033
225.5553 | 221.0442 | 225.2871
0 | 0 | 0
0 | 0 | 0
0 | 0 | 0
0 | 0 | 0
0 | 0 | 0
0 | 0 | 0
0 | 0 | 0
0 | 0 | 0
0 | 0 | 0
0 | 0 | 0
125.1749 | 122.6714 | 125.0261
909.6636 | 891.4703 | 908.5819
2250.4806 | 2205.471 | 2247.8045
3455.0905 | 3385.9887 | 3450.982
4453.5432 | 4364.4723 | 4448.2474
5185.316 | 5081.6097 | 5179.1501
5506.904 | 5396.7659 | 5500.3556
5561.8915 | 5450.6536 | 5555.2777
4767.5644 | 4672.2131 | 4761.8952
4261.591 | 4176.3591 | 4256.5234
3255.5314 | 3190.4207 | 3251.6601
2302.2689 | 2256.2235 | 2299.5312
1032.5181 | 1011.8677 | 1031.2903
189.1752 | 185.3916 | 188.9502
0 | 0 | 0
0 | 0 | 0
0 | 0 | 0
0 | 0 | 0
0 | 0 | 0
0 | 0 | 0
0 | 0 | 0
0 | 0 | 0
0 | 0 | 0
0 | 0 | 0
146.0625 | 143.1412 | 145.8888
855.5982 | 838.4862 | 854.5808
1977.4017 | 1937.8537 | 1975.0503
3002.7947 | 2942.7388 | 2999.224
4466.614 | 4377.2817 | 4461.3026
5101.0044 | 4998.9843 | 5094.9387
5440.5827 | 5331.771 | 5434.1132
5426.9035 | 5318.3655 | 5420.4503
5163.7084 | 5060.4342 | 5157.5682
4537.2185 | 4446.4741 | 4531.8232
3490.9527 | 3421.1336 | 3486.8015
2060.0236 | 2018.8231 | 2057.574
471.1255 | 461.703 | 470.5653
128.888 | 126.3102 | 128.7347
0 | 0 | 0
0 | 0 | 0
0 | 0 | 0
0 | 0 | 0
0 | 0 | 0
0 | 0 | 0
0 | 0 | 0
0 | 0 | 0
0 | 0 | 0
0 | 0 | 0
112.5602 | 110.309 | 112.4263
559.9868 | 548.7871 | 559.3209
2067.8574 | 2026.5002 | 2065.3985
3519.7286 | 3449.334 | 3515.5432
4520.4791 | 4430.0695 | 4515.1037
5178.5508 | 5074.9798 | 5172.3929
5541.0114 | 5430.1911 | 5534.4225
5481.107 | 5371.4849 | 5474.5893
4370.5549 | 4283.1439 | 4365.3578
3150.3078 | 3087.3016 | 3146.5617
3177.4225 | 3113.874 | 3173.6441
1266.4112 | 1241.0829 | 1264.9052
420.7935 | 412.3777 | 420.2932
52.0188 | 50.9784 | 51.9569
0 | 0 | 0
0 | 0 | 0
0 | 0 | 0
0 | 0 | 0
0 | 0 | 0
0 | 0 | 0
0 | 0 | 0
0 | 0 | 0
0 | 0 | 0
0 | 0 | 0
138.0163 | 135.2559 | 137.8521
882.9478 | 865.2889 | 881.8979
2174.8641 | 2131.3668 | 2172.2779
3436.4173 | 3367.689 | 3432.331
4397.5924 | 4309.6406 | 4392.3632
5108.9515 | 5006.7725 | 5102.8764
5545.679 | 5434.7654 | 5539.0846
5558.8488 | 5447.6718 | 5552.2387
5226.5316 | 5122.001 | 5220.3167
3624.4802 | 3551.9905 | 3620.1702
690.522 | 676.7116 | 689.7009
285.1245 | 279.422 | 284.7855
945.6017 | 926.6897 | 944.4773
212.8285 | 208.5719 | 212.5754
0 | 0 | 0
0 | 0 | 0
0 | 0 | 0
0 | 0 | 0
0 | 0 | 0
0 | 0 | 0
0 | 0 | 0
0 | 0 | 0
0 | 0 | 0
0 | 0 | 0
127.4783 | 124.9288 | 127.3268
358.6407 | 351.4679 | 358.2143
1362.4531 | 1335.204 | 1360.8329
2888.3583 | 2830.5912 | 2884.9237
3237.6046 | 3172.8525 | 3233.7547
3235.0712 | 3170.3698 | 3231.2244
2866.1183 | 2808.7959 | 2862.7101
2970.9514 | 2911.5324 | 2967.4186
5251.3374 | 5146.3106 | 5245.0929
4625.1651 | 4532.6618 | 4619.6652
2773.9362 | 2718.4575 | 2770.6377
884.3187 | 866.6323 | 883.2671
738.2667 | 723.5014 | 737.3888
187.842 | 184.0851 | 187.6186
0 | 0 | 0
0 | 0 | 0
0 | 0 | 0
0 | 0 | 0
0 | 0 | 0
0 | 0 | 0
0 | 0 | 0
0 | 0 | 0
0 | 0 | 0
0 | 0 | 0
111.306 | 109.0799 | 111.1736
791.9748 | 776.1353 | 791.033
1895.7081 | 1857.794 | 1893.4539
2922.2105 | 2863.7663 | 2918.7356
3798.8577 | 3722.8805 | 3794.3404
4459.8166 | 4370.6203 | 4454.5134
3815.053 | 3738.7519 | 3810.5165
5320.3936 | 5213.9857 | 5314.067
3383.2997 | 3315.6337 | 3379.2765
1925.7796 | 1887.264 | 1923.4896
2651.3763 | 2598.3488 | 2648.2235
1516.4325 | 1486.1039 | 1514.6293
633.6362 | 620.9635 | 632.8828
157.9753 | 154.8158 | 157.7875
0 | 0 | 0
0 | 0 | 0
0 | 0 | 0
0 | 0 | 0
0 | 0 | 0
0 | 0 | 0
0 | 0 | 0
0 | 0 | 0
0 | 0 | 0
0 | 0 | 0
112.8945 | 110.6366 | 112.7603
770.8956 | 755.4777 | 769.9789
2207.9649 | 2163.8056 | 2205.3394
3083.9022 | 3022.2242 | 3080.2351
3555.7804 | 3484.6648 | 3551.5522
4822.2663 | 4725.821 | 4816.5321
3897.4904 | 3819.5406 | 3892.8558
5617.1562 | 5504.813 | 5610.4767
4873.9365 | 4776.4577 | 4868.1408
3540.0082 | 3469.208 | 3535.7987
3656.4547 | 3583.3256 | 3652.1068
1755.7341 | 1720.6194 | 1753.6463
787.0487 | 771.3078 | 786.1128
172.096 | 168.654 | 171.8913
0 | 0 | 0
0 | 0 | 0
0 | 0 | 0
0 | 0 | 0
0 | 0 | 0
0 | 0 | 0
0 | 0 | 0
0 | 0 | 0
0 | 0 | 0
0 | 0 | 0
90.9374 | 89.1186 | 90.8292
852.5008 | 835.4508 | 851.4871
2246.3583 | 2201.4312 | 2243.6872
3499.6304 | 3429.6378 | 3495.469
4467.6555 | 4378.3024 | 4462.3429
5125.6277 | 5023.1152 | 5119.5328
5571.8475 | 5460.4106 | 5565.222
5562.9045 | 5451.6464 | 5556.2895
5243.9457 | 5139.0668 | 5237.71
4606.8877 | 4514.75 | 4601.4096
3662.5678 | 3589.3165 | 3658.2126
2400.4457 | 2352.4368 | 2397.5913
1031.1085 | 1010.4863 | 1029.8824
116.5136 | 114.1833 | 116.3751
0 | 0 | 0
0 | 0 | 0
0 | 0 | 0
0 | 0 | 0
0 | 0 | 0
0 | 0 | 0
0 | 0 | 0
0 | 0 | 0
0 | 0 | 0
0 | 0 | 0
100.5261 | 98.5156 | 100.4066
847.1611 | 830.2179 | 846.1537
2216.0947 | 2171.7728 | 2213.4595
3497.8757 | 3427.9181 | 3493.7163
4558.8266 | 4467.6501 | 4553.4056
5243.6773 | 5138.8037 | 5237.4419
5575.398 | 5463.8901 | 5568.7682
5563.1853 | 5451.9216 | 5556.5701
3197.5188 | 3133.5685 | 3193.7166
4540.471 | 4449.6616 | 4535.0719
1738.0515 | 1703.2905 | 1735.9848
561.1937 | 549.9698 | 560.5264
407.0229 | 398.8824 | 406.5389
52.4091 | 51.3609 | 52.3468
0 | 0 | 0
0 | 0 | 0
0 | 0 | 0
0 | 0 | 0
0 | 0 | 0
0 | 0 | 0
0 | 0 | 0
0 | 0 | 0
0 | 0 | 0
0 | 0 | 0
66.5504 | 65.2194 | 66.4713
494.7653 | 484.8699 | 494.1769
875.4119 | 857.9037 | 874.3709
2137.9336 | 2095.175 | 2135.3914
2147.811 | 2104.8547 | 2145.257
2613.0819 | 2560.8202 | 2609.9746
4357.5505 | 4270.3995 | 4352.3688
3613.3214 | 3541.055 | 3609.0247
4579.6782 | 4488.0846 | 4574.2324
1132.6335 | 1109.9809 | 1131.2867
2422.1015 | 2373.6594 | 2419.2213
1263.3667 | 1238.0993 | 1261.8644
320.0515 | 313.6505 | 319.6709
174.0387 | 170.5579 | 173.8318
0 | 0 | 0
0 | 0 | 0
0 | 0 | 0
0 | 0 | 0
0 | 0 | 0
0 | 0 | 0
0 | 0 | 0
0 | 0 | 0
0 | 0 | 0
0 | 0 | 0
75.8706 | 74.3532 | 75.7804
878.8832 | 861.3055 | 877.8381
2341.0154 | 2294.1951 | 2338.2317
3646.6686 | 3573.7352 | 3642.3323
4660.6513 | 4567.4383 | 4655.1092
5329.3548 | 5222.7677 | 5323.0176
5662.4083 | 5549.1601 | 5655.675
5652.3532 | 5539.3062 | 5645.6319
5321.0299 | 5214.6093 | 5314.7026
4664.9459 | 4571.6469 | 4659.3987
3672.8019 | 3599.3459 | 3668.4345
2038.0592 | 1997.298 | 2035.6357
993.9842 | 974.1045 | 992.8023
127.521 | 124.9706 | 127.3693
0 | 0 | 0
0 | 0 | 0
0 | 0 | 0
0 | 0 | 0
0 | 0 | 0
0 | 0 | 0
0 | 0 | 0
0 | 0 | 0
0 | 0 | 0
0 | 0 | 0
107.3541 | 105.2071 | 107.2265
589.426 | 577.6374 | 588.7251
2235.3864 | 2190.6787 | 2232.7283
3503.5688 | 3433.4974 | 3499.4026
4486.6779 | 4396.9444 | 4481.3428
5160.2517 | 5057.0467 | 5154.1156
5484.1393 | 5374.4565 | 5477.618
5497.605 | 5387.6529 | 5491.0677
4054.0323 | 3972.9517 | 4049.2116
1710.9844 | 1676.7647 | 1708.9498
1310.9228 | 1284.7044 | 1309.364
995.5351 | 975.6244 | 994.3513
457.7108 | 448.5566 | 457.1665
0 | 0 | 0
0 | 0 | 0
0 | 0 | 0
0 | 0 | 0
0 | 0 | 0
0 | 0 | 0
0 | 0 | 0
0 | 0 | 0
0 | 0 | 0
0 | 0 | 0
0 | 0 | 0
36.6307 | 35.8981 | 36.5872
306.928 | 300.7895 | 306.5631
1133.085 | 1110.4233 | 1131.7376
1318.2308 | 1291.8662 | 1316.6633
4037.1154 | 3956.3731 | 4032.3148
585.8545 | 574.1374 | 585.1578
1686.5694 | 1652.8381 | 1684.5639
4000.745 | 3920.7301 | 3995.9876
3424.1725 | 3355.689 | 3420.1007
1810.6446 | 1774.4317 | 1808.4916
1001.6961 | 981.6622 | 1000.505
1205.9744 | 1181.8549 | 1204.5403
594.5473 | 582.6563 | 593.8403
143.577 | 140.7055 | 143.4063
0 | 0 | 0
0 | 0 | 0
0 | 0 | 0
0 | 0 | 0
0 | 0 | 0
0 | 0 | 0
0 | 0 | 0
0 | 0 | 0
0 | 0 | 0
0 | 0 | 0
77.7173 | 76.163 | 77.6249
843.1252 | 826.2627 | 842.1226
2278.2669 | 2232.7015 | 2275.5577
3610.4647 | 3538.2554 | 3606.1715
2144.0423 | 2101.1615 | 2141.4928
3907.9525 | 3829.7934 | 3903.3055
2373.8989 | 2326.4209 | 2371.0761
5833.883 | 5717.2053 | 5826.9458
5469.9177 | 5360.5193 | 5463.4133
4794.0153 | 4698.135 | 4788.3146
3793.9237 | 3718.0452 | 3789.4122
2491.3518 | 2441.5247 | 2488.3893
1015.1042 | 994.8021 | 1013.8972
96.1123 | 94.19 | 95.998
0 | 0 | 0
0 | 0 | 0
0 | 0 | 0
0 | 0 | 0
0 | 0 | 0
0 | 0 | 0
0 | 0 | 0
0 | 0 | 0
0 | 0 | 0
0 | 0 | 0
60.219 | 59.0146 | 60.1474
838.6166 | 821.8443 | 837.6194
2306.6956 | 2260.5617 | 2303.9527
3628.9449 | 3556.366 | 3624.6297
4645.7892 | 4552.8734 | 4640.2648
5324.9882 | 5218.4884 | 5318.6562
5767.7176 | 5652.3633 | 5760.8591
5762.0204 | 5646.78 | 5755.1686
5424.9024 | 5316.4043 | 5418.4515
4729.9195 | 4635.3211 | 4724.295
3728.3327 | 3653.766 | 3723.8992
2430.0965 | 2381.4946 | 2427.2069
981.8969 | 962.259 | 980.7293
95.5718 | 93.6604 | 95.4582
0 | 0 | 0
0 | 0 | 0
0 | 0 | 0
0 | 0 | 0
0 | 0 | 0
0 | 0 | 0
0 | 0 | 0
0 | 0 | 0
0 | 0 | 0
0 | 0 | 0
60.5098 | 59.2996 | 60.4379
835.3228 | 818.6164 | 834.3295
2290.9897 | 2245.1699 | 2288.2654
3584.6846 | 3512.9909 | 3580.422
4561.518 | 4470.2876 | 4556.0938
5325.3908 | 5218.883 | 5319.0583
5754.8743 | 5639.7768 | 5748.0311
5751.3243 | 5636.2979 | 5744.4853
5457.6086 | 5348.4564 | 5451.1189
4743.5701 | 4648.6987 | 4737.9294
3712.4008 | 3638.1528 | 3707.9863
2416.0462 | 2367.7252 | 2413.1732
954.3887 | 935.3009 | 953.2538
107.008 | 104.8679 | 106.8808
0 | 0 | 0
0 | 0 | 0
0 | 0 | 0
0 | 0 | 0
0 | 0 | 0
0 | 0 | 0
0 | 0 | 0
0 | 0 | 0
0 | 0 | 0
0 | 0 | 0
65.3788 | 64.0712 | 65.3011
815.7127 | 799.3984 | 814.7427
2237.8205 | 2193.0641 | 2235.1595
3500.4175 | 3430.4092 | 3496.2551
4449.3502 | 4360.3632 | 4444.0594
5219.7265 | 5115.332 | 5213.5196
5645.815 | 5532.8987 | 5639.1014
5717.5797 | 5603.2281 | 5710.7808
5361.6729 | 5254.4395 | 5355.2973
4710.8654 | 4616.6481 | 4705.2636
2863.6681 | 2806.3948 | 2860.2629
2247.7421 | 2202.7873 | 2245.0693
932.8106 | 914.1544 | 931.7014
108.8842 | 106.7066 | 108.7548
0 | 0 | 0
0 | 0 | 0
0 | 0 | 0
0 | 0 | 0
0 | 0 | 0
0 | 0 | 0
0 | 0 | 0
0 | 0 | 0
0 | 0 | 0
0 | 0 | 0
66.2276 | 64.903 | 66.1488
765.6948 | 750.3809 | 764.7843
1801.9581 | 1765.9189 | 1799.8153
2887.7477 | 2829.9927 | 2884.3138
3980.9302 | 3901.3116 | 3976.1964
4245.1669 | 4160.2635 | 4240.1189
5555.8377 | 5444.721 | 5549.2312
5137.343 | 5034.5961 | 5131.2341
2147.8097 | 2104.8535 | 2145.2557
2047.5556 | 2006.6044 | 2045.1208
1865.0398 | 1827.739 | 1862.8221
1285.0522 | 1259.3512 | 1283.5242
128.9469 | 126.368 | 128.7936
0 | 0 | 0
0 | 0 | 0
0 | 0 | 0
0 | 0 | 0
0 | 0 | 0
0 | 0 | 0
0 | 0 | 0
0 | 0 | 0
0 | 0 | 0
0 | 0 | 0
0 | 0 | 0
60.0262 | 58.8256 | 59.9548
788.2785 | 772.513 | 787.3412
2178.5553 | 2134.9842 | 2175.9647
3457.4487 | 3388.2997 | 3453.3374
4448.3118 | 4359.3455 | 4443.0222
5179.6172 | 5076.0249 | 5173.458
5127.5351 | 5024.9844 | 5121.4379
2402.2551 | 2354.21 | 2399.3986
1256.5842 | 1231.4525 | 1255.09
1484.4964 | 1454.8065 | 1482.7311
751.8388 | 736.802 | 750.9447
1355.6496 | 1328.5367 | 1354.0376
838.3971 | 821.6292 | 837.4002
108.6526 | 106.4796 | 108.5234
0 | 0 | 0
0 | 0 | 0
0 | 0 | 0
0 | 0 | 0
0 | 0 | 0
0 | 0 | 0
0 | 0 | 0
0 | 0 | 0
0 | 0 | 0
0 | 0 | 0
61.5174 | 60.287 | 61.4442
667.6622 | 654.3089 | 666.8683
1795.1184 | 1759.216 | 1792.9838
3208.1262 | 3143.9637 | 3204.3114
2328.0791 | 2281.5175 | 2325.3108
4164.8291 | 4081.5325 | 4159.8766
2755.9905 | 2700.8707 | 2752.7133
4215.3657 | 4131.0584 | 4210.3532
5195.8892 | 5091.9715 | 5189.7107
4304.2533 | 4218.1682 | 4299.135
1113.3622 | 1091.095 | 1112.0383
993.2377 | 973.3729 | 992.0566
472.5003 | 463.0503 | 471.9384
53.8212 | 52.7448 | 53.7572
0 | 0 | 0
0 | 0 | 0
0 | 0 | 0
0 | 0 | 0
0 | 0 | 0
0 | 0 | 0
0 | 0 | 0
0 | 0 | 0
0 | 0 | 0
0 | 0 | 0
57.159 | 56.0158 | 57.091
796.3995 | 780.4715 | 795.4525
2194.1293 | 2150.2468 | 2191.5203
3565.3712 | 3494.0638 | 3561.1315
4644.6523 | 4551.7593 | 4639.1293
5448.4479 | 5339.479 | 5441.9691
5849.8141 | 5732.8178 | 5842.858
5869.1744 | 5751.7909 | 5862.1953
5521.8858 | 5411.4481 | 5515.3196
4821.5932 | 4725.1613 | 4815.8598
3769.5066 | 3694.1164 | 3765.0242
2399.392 | 2351.4041 | 2396.5388
841.8243 | 824.9878 | 840.8232
80.6595 | 79.0463 | 80.5636
0 | 0 | 0
0 | 0 | 0
0 | 0 | 0
0 | 0 | 0
0 | 0 | 0
0 | 0 | 0
0 | 0 | 0
0 | 0 | 0
0 | 0 | 0
0 | 0 | 0
38.5241 | 37.7536 | 38.4783
796.0701 | 780.1487 | 795.1235
2300.138 | 2254.1352 | 2297.4028
3666.745 | 3593.4101 | 3662.3848
4771.1775 | 4675.754 | 4765.504
5495.4805 | 5385.5709 | 5488.9457
5855.187 | 5738.0832 | 5848.2245
5853.1516 | 5736.0886 | 5846.1915
5479.8914 | 5370.2936 | 5473.3752
4743.6763 | 4648.8028 | 4738.0355
3697.2335 | 3623.2889 | 3692.8371
2336.2535 | 2289.5284 | 2333.4754
890.8614 | 873.0441 | 889.802
69.2709 | 67.8855 | 69.1885
0 | 0 | 0
0 | 0 | 0
0 | 0 | 0
0 | 0 | 0
0 | 0 | 0
0 | 0 | 0
0 | 0 | 0
0 | 0 | 0
0 | 0 | 0
0 | 0 | 0
38.5419 | 37.7711 | 38.4961
783.8399 | 768.1631 | 782.9078
2196.0981 | 2152.1762 | 2193.4867
3468.5002 | 3399.1302 | 3464.3757
4541.8214 | 4450.9849 | 4536.4206
5225.3574 | 5120.8503 | 5219.1439
5660.4724 | 5547.263 | 5653.7414
5648.6535 | 5535.6804 | 5641.9366
5302.6313 | 5196.5787 | 5296.3259
4656.8712 | 4563.7338 | 4651.3337
3634.5132 | 3561.8229 | 3630.1913
2292.547 | 2246.6961 | 2289.8209
771.2308 | 755.8062 | 770.3137
86.5469 | 84.816 | 86.444
0 | 0 | 0
0 | 0 | 0
0 | 0 | 0
0 | 0 | 0
0 | 0 | 0
0 | 0 | 0
0 | 0 | 0
0 | 0 | 0
0 | 0 | 0
0 | 0 | 0
41.8004 | 40.9644 | 41.7507
639.5653 | 626.774 | 638.8048
2030.7669 | 1990.1516 | 2028.3521
3417.3891 | 3349.0414 | 3413.3255
4384.5294 | 4296.8388 | 4379.3157
5058.3281 | 4957.1615 | 5052.3131
5390.7784 | 5282.9629 | 5384.3682
5376.8988 | 5269.3608 | 5370.505
5141.8749 | 5039.0374 | 5135.7606
4227.3395 | 4142.7928 | 4222.3127
1381.2247 | 1353.6002 | 1379.5823
1178.8909 | 1155.3131 | 1177.4891
615.9438 | 603.6249 | 615.2114
57.893 | 56.7352 | 57.8242
0 | 0 | 0
0 | 0 | 0
0 | 0 | 0
0 | 0 | 0
0 | 0 | 0
0 | 0 | 0
0 | 0 | 0
0 | 0 | 0
0 | 0 | 0
0 | 0 | 0
32.7503 | 32.0953 | 32.7113
766.033 | 750.7123 | 765.1221
2148.6404 | 2105.6676 | 2146.0854
3469.757 | 3400.3619 | 3465.6311
4533.2011 | 4442.5371 | 4527.8106
5227.2239 | 5122.6794 | 5221.0081
5561.9511 | 5450.712 | 5555.3372
5395.0942 | 5287.1924 | 5388.6788
5123.3395 | 5020.8727 | 5117.2473
4105.5685 | 4023.4572 | 4100.6865
3279.9884 | 3214.3886 | 3276.0881
1536.0474 | 1505.3264 | 1534.2208
476.816 | 467.2797 | 476.249
33.9119 | 33.2337 | 33.8716
0 | 0 | 0
0 | 0 | 0
0 | 0 | 0
0 | 0 | 0
0 | 0 | 0
0 | 0 | 0
0 | 0 | 0
0 | 0 | 0
0 | 0 | 0
0 | 0 | 0
31.3127 | 30.6864 | 31.2754
747.4235 | 732.475 | 746.5347
2109.6845 | 2067.4909 | 2107.1759
3395.6727 | 3327.7593 | 3391.6349
4473.3045 | 4383.8385 | 4467.9853
5142.8014 | 5039.9453 | 5136.686
5549.5244 | 5438.5339 | 5542.9253
5530.6309 | 5420.0183 | 5524.0543
5174.6604 | 5071.1672 | 5168.5071
4511.2158 | 4420.9915 | 4505.8514
3484.0022 | 3414.3222 | 3479.8593
2180.1665 | 2136.5632 | 2177.5741
778.2731 | 762.7076 | 777.3476
97.733 | 95.7783 | 97.6168
0 | 0 | 0
0 | 0 | 0
0 | 0 | 0
0 | 0 | 0
0 | 0 | 0
0 | 0 | 0
0 | 0 | 0
0 | 0 | 0
0 | 0 | 0
0 | 0 | 0
47.8501 | 46.8931 | 47.7932
734.9404 | 720.2416 | 734.0665
2084.1562 | 2042.4731 | 2081.6779
3365.1912 | 3297.8874 | 3361.1896
4361.5746 | 4274.3431 | 4356.3882
5028.2116 | 4927.6474 | 5022.2325
5446.9986 | 5338.0586 | 5440.5215
4983.9679 | 4884.2885 | 4978.0413
5075.8712 | 4974.3538 | 5069.8354
3561.1269 | 3489.9043 | 3556.8923
2185.0596 | 2141.3584 | 2182.4613
1648.1341 | 1615.1714 | 1646.1743
775.705 | 760.1909 | 774.7826
44.3998 | 43.5118 | 44.347
0 | 0 | 0
0 | 0 | 0
0 | 0 | 0
0 | 0 | 0
0 | 0 | 0
0 | 0 | 0
0 | 0 | 0
0 | 0 | 0
0 | 0 | 0
0 | 0 | 0
53.9786 | 52.899 | 53.9144
711.9914 | 697.7516 | 711.1448
2126.2198 | 2083.6954 | 2123.6915
3080.2217 | 3018.6172 | 3076.5589
3863.0556 | 3785.7944 | 3858.4619
5229.0831 | 5124.5014 | 5222.8651
5548.2466 | 5437.2816 | 5541.649
2435.7264 | 2387.0119 | 2432.8301
1474.4621 | 1444.9728 | 1472.7088
661.4589 | 648.2297 | 660.6723
723.3735 | 708.906 | 722.5133
1748.4409 | 1713.4721 | 1746.3618
534.9908 | 524.2909 | 534.3546
16.4924 | 16.1626 | 16.4728
0 | 0 | 0
0 | 0 | 0
0 | 0 | 0
0 | 0 | 0
0 | 0 | 0
0 | 0 | 0
0 | 0 | 0
0 | 0 | 0
0 | 0 | 0
0 | 0 | 0
18.3796 | 18.012 | 18.3577
720.7149 | 706.3006 | 719.8579
2045.4711 | 2004.5617 | 2043.0388
3347.566 | 3280.6147 | 3343.5854
4410.5518 | 4322.3408 | 4405.3072
5120.0041 | 5017.604 | 5113.9158
5462.5379 | 5353.2872 | 5456.0423
5516.6171 | 5406.2847 | 5510.0572
5155.1167 | 5052.0143 | 5148.9866
4451.7151 | 4362.6808 | 4446.4215
3455.4691 | 3386.3597 | 3451.3601
2142.7902 | 2099.9344 | 2140.2421
763.8511 | 748.5741 | 762.9428
70.5019 | 69.0919 | 70.4181
0 | 0 | 0
0 | 0 | 0
0 | 0 | 0
0 | 0 | 0
0 | 0 | 0
0 | 0 | 0
0 | 0 | 0
0 | 0 | 0
0 | 0 | 0
0 | 0 | 0
16.5658 | 16.2345 | 16.5461
710.0975 | 695.8955 | 709.2531
2118.9691 | 2076.5897 | 2116.4494
3465.8946 | 3396.5767 | 3461.7732
4533.4317 | 4442.7631 | 4528.0409
5248.1765 | 5143.213 | 5241.9358
5595.0211 | 5483.1206 | 5588.3679
5597.559 | 5485.6079 | 5590.9029
5226.9016 | 5122.3636 | 5220.6862
2357.8243 | 2310.6678 | 2355.0206
2973.2482 | 2913.7833 | 2969.7127
2125.8927 | 2083.3749 | 2123.3648
730.8955 | 716.2776 | 730.0264
58.1262 | 56.9636 | 58.057
0 | 0 | 0
0 | 0 | 0
0 | 0 | 0
0 | 0 | 0
0 | 0 | 0
0 | 0 | 0
0 | 0 | 0
0 | 0 | 0
0 | 0 | 0
0 | 0 | 0
7.3638 | 7.2165 | 7.355
721.1669 | 706.7435 | 720.3093
2186.1555 | 2142.4324 | 2183.5559
3537.8192 | 3467.0628 | 3533.6123
4008.2913 | 3928.1255 | 4003.525
5310.4847 | 5204.275 | 5304.1699
5577.0759 | 5465.5343 | 5570.4441
5543.9914 | 5433.1115 | 5537.3989
5162.7581 | 5059.5029 | 5156.619
4515.014 | 4424.7137 | 4509.6451
3453.6114 | 3384.5392 | 3449.5047
2120.7459 | 2078.331 | 2118.2241
737.6028 | 722.8508 | 736.7257
20.1899 | 19.7861 | 20.1659
0 | 0 | 0
0 | 0 | 0
0 | 0 | 0
0 | 0 | 0
0 | 0 | 0
0 | 0 | 0
0 | 0 | 0
0 | 0 | 0
0 | 0 | 0
0 | 0 | 0
7.4082 | 7.2601 | 7.3994
711.5296 | 697.299 | 710.6836
2158.0178 | 2114.8575 | 2155.4517
3476.011 | 3406.4908 | 3471.8777
4492.5674 | 4402.7161 | 4487.2252
5166.0821 | 5062.7605 | 5159.9391
5482.0941 | 5372.4522 | 5475.5753
5566.6892 | 5455.3554 | 5560.0697
5198.4194 | 5094.4511 | 5192.2379
4531.7798 | 4441.1442 | 4526.391
3480.6002 | 3410.9882 | 3476.4614
2146.9696 | 2104.0302 | 2144.4166
721.6502 | 707.2172 | 720.7921
45.5321 | 44.6215 | 45.478
0 | 0 | 0
0 | 0 | 0
0 | 0 | 0
0 | 0 | 0
0 | 0 | 0
0 | 0 | 0
0 | 0 | 0
0 | 0 | 0
0 | 0 | 0
0 | 0 | 0
0 | 0 | 0
702.354 | 688.3069 | 701.5188
2129.9857 | 2087.386 | 2127.4529
2133.6946 | 2091.0207 | 2131.1574
4467.841 | 4378.4842 | 4462.5282
4590.638 | 4498.8252 | 4585.1792
5483.0672 | 5373.4059 | 5476.5472
5042.7665 | 4941.9111 | 5036.77
1180.5915 | 1156.9797 | 1179.1877
3818.2345 | 3741.8699 | 3813.6942
1502.4575 | 1472.4084 | 1500.6709
948.0892 | 929.1274 | 946.9618
241.2454 | 236.4205 | 240.9586
0 | 0 | 0
0 | 0 | 0
0 | 0 | 0
0 | 0 | 0
0 | 0 | 0
0 | 0 | 0
0 | 0 | 0
0 | 0 | 0
0 | 0 | 0
0 | 0 | 0
0 | 0 | 0
0 | 0 | 0
529.5306 | 518.94 | 528.9009
2111.7084 | 2069.4742 | 2109.1973
3484.6186 | 3414.9262 | 3480.475
4537.3688 | 4446.6214 | 4531.9733
4636.3539 | 4543.6268 | 4630.8407
5142.8693 | 5040.0119 | 5136.7538
5525.3922 | 5414.8844 | 5518.8219
5159.7009 | 5056.5069 | 5153.5654
4091.2083 | 4009.3841 | 4086.3433
2033.991 | 1993.3111 | 2031.5723
854.8429 | 837.7461 | 853.8264
65.0636 | 63.7624 | 64.9863
0 | 0 | 0
0 | 0 | 0
0 | 0 | 0
0 | 0 | 0
0 | 0 | 0
0 | 0 | 0
0 | 0 | 0
0 | 0 | 0
0 | 0 | 0
0 | 0 | 0
0 | 0 | 0
0 | 0 | 0
696.5273 | 682.5967 | 695.699
1454.3096 | 1425.2234 | 1452.5803
3492.9031 | 3423.045 | 3488.7496
4449.459 | 4360.4698 | 4444.168
5121.856 | 5019.4189 | 5115.7655
5449.9045 | 5340.9064 | 5443.4239
5424.3676 | 5315.8803 | 5417.9174
5060.7878 | 4959.5721 | 5054.77
4437.9816 | 4349.2219 | 4432.7043
3401.2091 | 3333.1849 | 3397.1647
2060.9911 | 2019.7713 | 2058.5404
622.8539 | 610.3968 | 622.1132
0 | 0 | 0
0 | 0 | 0
0 | 0 | 0
0 | 0 | 0
0 | 0 | 0
0 | 0 | 0
0 | 0 | 0
0 | 0 | 0
0 | 0 | 0
0 | 0 | 0
0 | 0 | 0
0 | 0 | 0
687.9451 | 674.1862 | 687.1271
2121.5621 | 2079.1309 | 2119.0393
2777.4634 | 2721.9141 | 2774.1607
4530.5621 | 4439.9509 | 4525.1747
5236.6426 | 5131.9098 | 5230.4156
4580.9778 | 4489.3582 | 4575.5305
4913.1265 | 4814.864 | 4907.2843
1043.0042 | 1022.1441 | 1041.764
1896.3161 | 1858.3897 | 1894.0611
2367.911 | 2320.5527 | 2365.0952
1451.8877 | 1422.8499 | 1450.1612
565.496 | 554.1861 | 564.8235
0 | 0 | 0
0 | 0 | 0
0 | 0 | 0
0 | 0 | 0
0 | 0 | 0
0 | 0 | 0
0 | 0 | 0
0 | 0 | 0
0 | 0 | 0
0 | 0 | 0
0 | 0 | 0
0 | 0 | 0
701.9452 | 687.9063 | 701.1105
2189.2106 | 2145.4264 | 2186.6074
3565.3383 | 3494.0315 | 3561.0987
4496.3703 | 4406.4429 | 4491.0236
5166.2505 | 5062.9255 | 5160.1073
5633.0225 | 5520.362 | 5626.3241
5602.7314 | 5490.6768 | 5596.0691
5234.8285 | 5130.1319 | 5228.6037
4516.8773 | 4426.5397 | 4511.5062
3467.9064 | 3398.5482 | 3463.7826
2112.6275 | 2070.3749 | 2110.1153
657.0291 | 643.8885 | 656.2478
0 | 0 | 0
0 | 0 | 0
0 | 0 | 0
0 | 0 | 0
0 | 0 | 0
0 | 0 | 0
0 | 0 | 0
0 | 0 | 0
0 | 0 | 0
0 | 0 | 0
0 | 0 | 0
0 | 0 | 0
689.2815 | 675.4959 | 688.4619
2159.6556 | 2116.4625 | 2157.0875
3544.966 | 3474.0667 | 3540.7506
4582.3877 | 4490.74 | 4576.9387
5287.9024 | 5182.1443 | 5281.6145
5625.5867 | 5513.075 | 5618.8973
5591.1809 | 5479.3573 | 5584.5323
5244.0327 | 5139.1521 | 5237.797
4504.9703 | 4414.8709 | 4499.6134
3427.9867 | 3359.427 | 3423.9104
2033.5799 | 1992.9083 | 2031.1618
600.8458 | 588.8289 | 600.1313
0 | 0 | 0
0 | 0 | 0
0 | 0 | 0
0 | 0 | 0
0 | 0 | 0
0 | 0 | 0
0 | 0 | 0
0 | 0 | 0
0 | 0 | 0
0 | 0 | 0
0 | 0 | 0
0 | 0 | 0
674.7751 | 661.2796 | 673.9728
2080.5942 | 2038.9823 | 2078.1201
3108.2318 | 3046.0671 | 3104.5357
4438.8422 | 4350.0654 | 4433.5639
5092.5173 | 4990.667 | 5086.4617
5442.0724 | 5333.2309 | 5435.6011
5520.1261 | 5409.7236 | 5513.562
5151.6429 | 5048.61 | 5145.517
3729.969 | 3655.3697 | 3725.5337
2624.7209 | 2572.2265 | 2621.5998
1079.7297 | 1058.1352 | 1078.4458
431.4678 | 422.8384 | 430.9547
0 | 0 | 0
0 | 0 | 0
0 | 0 | 0
0 | 0 | 0
0 | 0 | 0
0 | 0 | 0
0 | 0 | 0
0 | 0 | 0
0 | 0 | 0
0 | 0 | 0
0 | 0 | 0
0 | 0 | 0
671.7701 | 658.3347 | 670.9713
2077.4689 | 2035.9195 | 2074.9985
3430.6035 | 3361.9914 | 3426.5241
4186.4867 | 4102.7569 | 4181.5084
5240.3138 | 5135.5076 | 5234.0825
5551.4374 | 5440.4087 | 5544.8361
5220.5499 | 5116.1389 | 5214.342
3396.8249 | 3328.8884 | 3392.7857
2794.8474 | 2738.9505 | 2791.524
2896.7524 | 2838.8173 | 2893.3078
1916.3381 | 1878.0113 | 1914.0593
3.6227 | 3.5502 | 3.6184
0 | 0 | 0
0 | 0 | 0
0 | 0 | 0
0 | 0 | 0
0 | 0 | 0
0 | 0 | 0
0 | 0 | 0
0 | 0 | 0
0 | 0 | 0
0 | 0 | 0
0 | 0 | 0
0 | 0 | 0
308.8796 | 302.702 | 308.5123
1617.7183 | 1585.3639 | 1615.7946
3474.8884 | 3405.3907 | 3470.7564
4511.3982 | 4421.1702 | 4506.0336
5186.7581 | 5083.0229 | 5180.5904
5449.3672 | 5340.3798 | 5442.8872
5432.2821 | 5323.6365 | 5425.8225
5082.1887 | 4980.5449 | 5076.1454
3130.1858 | 3067.582 | 3126.4636
1288.7891 | 1263.0134 | 1287.2566
1326.3418 | 1299.815 | 1324.7646
364.556 | 357.2648 | 364.1225
0 | 0 | 0
0 | 0 | 0
0 | 0 | 0
0 | 0 | 0
0 | 0 | 0
0 | 0 | 0
0 | 0 | 0
0 | 0 | 0
0 | 0 | 0
0 | 0 | 0
0 | 0 | 0
0 | 0 | 0
641.0049 | 628.1848 | 640.2427
2062.6407 | 2021.3879 | 2060.188
3401.2363 | 3333.2116 | 3397.1918
4453.5002 | 4364.4302 | 4448.2044
5158.1034 | 5054.9413 | 5151.9698
5566.7555 | 5455.4204 | 5560.136
5526.4856 | 5415.9559 | 5519.9139
5138.583 | 5035.8113 | 5132.4726
4385.1797 | 4297.4761 | 4379.9652
3311.1987 | 3244.9747 | 3307.2613
1920.2838 | 1881.8781 | 1918.0004
532.0235 | 521.3831 | 531.3909
0 | 0 | 0
0 | 0 | 0
0 | 0 | 0
0 | 0 | 0
0 | 0 | 0
0 | 0 | 0
0 | 0 | 0
0 | 0 | 0
0 | 0 | 0
0 | 0 | 0
0 | 0 | 0
0 | 0 | 0
629.5624 | 616.9712 | 628.8138
2061.5987 | 2020.3667 | 2059.1472
3414.7398 | 3346.445 | 3410.6792
4443.0332 | 4354.1725 | 4437.7499
5134.4231 | 5031.7347 | 5128.3177
5443.9647 | 5335.0854 | 5437.4912
5406.5333 | 5298.4026 | 5400.1043
4952.3244 | 4853.2779 | 4946.4355
4249.7472 | 4164.7523 | 4244.6938
3188.4724 | 3124.7029 | 3184.6809
1534.2379 | 1503.5532 | 1532.4135
461.0964 | 451.8745 | 460.5481
0 | 0 | 0
0 | 0 | 0
0 | 0 | 0
0 | 0 | 0
0 | 0 | 0
0 | 0 | 0
0 | 0 | 0
0 | 0 | 0
0 | 0 | 0
0 | 0 | 0
0 | 0 | 0
0 | 0 | 0
346.8832 | 339.9456 | 346.4707
2026.2066 | 1985.6825 | 2023.7973
3331.4204 | 3264.792 | 3327.459
4318.9633 | 4232.584 | 4313.8275
4979.2624 | 4879.6771 | 4973.3415
5390.8955 | 5283.0776 | 5384.4851
5339.572 | 5232.7806 | 5333.2226
4952.685 | 4853.6313 | 4946.7957
4169.1576 | 4085.7744 | 4164.2
3188.3408 | 3124.574 | 3184.5495
1827.9832 | 1791.4235 | 1825.8095
491.5922 | 481.7603 | 491.0076
0 | 0 | 0
0 | 0 | 0
0 | 0 | 0
0 | 0 | 0
0 | 0 | 0
0 | 0 | 0
0 | 0 | 0
0 | 0 | 0
0 | 0 | 0
0 | 0 | 0
0 | 0 | 0
0 | 0 | 0
618.616 | 606.2437 | 617.8804
1988.5437 | 1948.7729 | 1986.1791
3278.074 | 3212.5125 | 3274.176
4322.3544 | 4235.9074 | 4317.2147
5063.6533 | 4962.3802 | 5057.632
5463.1152 | 5353.8529 | 5456.6189
5443.2201 | 5334.3557 | 5436.7475
5081.6031 | 4979.9711 | 5075.5605
4353.6342 | 4266.5615 | 4348.4572
3269.0664 | 3203.6851 | 3265.1791
1873.238 | 1835.7733 | 1871.0105
479.553 | 469.9619 | 478.9828
0 | 0 | 0
0 | 0 | 0
0 | 0 | 0
0 | 0 | 0
0 | 0 | 0
0 | 0 | 0
0 | 0 | 0
0 | 0 | 0
0 | 0 | 0
0 | 0 | 0
0 | 0 | 0
0 | 0 | 0
623.8422 | 611.3654 | 623.1004
2067.6146 | 2026.2623 | 2065.156
3422.8991 | 3354.4411 | 3418.8289
4497.5786 | 4407.6271 | 4492.2305
5250.2782 | 5145.2727 | 5244.035
5590.5052 | 5478.6951 | 5583.8575
5547.7641 | 5436.8089 | 5541.1672
5150.1822 | 5047.1785 | 5144.058
4393.9694 | 4306.09 | 4388.7445
3287.856 | 3222.0988 | 3283.9463
1888.2966 | 1850.5307 | 1886.0512
469.6868 | 460.293 | 469.1283
0 | 0 | 0
0 | 0 | 0
0 | 0 | 0
0 | 0 | 0
0 | 0 | 0
0 | 0 | 0
0 | 0 | 0
0 | 0 | 0
0 | 0 | 0
0 | 0 | 0
0 | 0 | 0
0 | 0 | 0
624.3406 | 611.8538 | 623.5982
2096.7634 | 2054.8281 | 2094.2701
3467.6235 | 3398.271 | 3463.5
4500.1322 | 4410.1295 | 4494.781
5255.1283 | 5150.0257 | 5248.8793
5589.5119 | 5477.7217 | 5582.8653
5540.4714 | 5429.662 | 5533.8832
5119.247 | 5016.8621 | 5113.1596
4367.2869 | 4279.9411 | 4362.0936
3258.4067 | 3193.2385 | 3254.532
1851.9523 | 1814.9133 | 1849.7501
446.5683 | 437.6369 | 446.0373
0 | 0 | 0
0 | 0 | 0
0 | 0 | 0
0 | 0 | 0
0 | 0 | 0
0 | 0 | 0
0 | 0 | 0
0 | 0 | 0
0 | 0 | 0
0 | 0 | 0
0 | 0 | 0
0 | 0 | 0
608.2377 | 596.073 | 607.5145
2048.6037 | 2007.6316 | 2046.1677
3386.1685 | 3318.4451 | 3382.1419
4448.0086 | 4359.0484 | 4442.7194
5187.1737 | 5083.4302 | 5181.0055
5536.9381 | 5426.1993 | 5530.354
5512.0655 | 5401.8242 | 5505.511
5083.3188 | 4981.6524 | 5077.2741
4337.8298 | 4251.0732 | 4332.6716
3229.2102 | 3164.626 | 3225.3703
1805.0466 | 1768.9457 | 1802.9002
426.2725 | 417.747 | 425.7656
0 | 0 | 0
0 | 0 | 0
0 | 0 | 0
0 | 0 | 0
0 | 0 | 0
0 | 0 | 0
0 | 0 | 0
0 | 0 | 0
0 | 0 | 0
0 | 0 | 0
0 | 0 | 0
0 | 0 | 0
600.4558 | 588.4467 | 599.7418
2023.4535 | 1982.9844 | 2021.0474
3393.5915 | 3325.7197 | 3389.5561
4447.9817 | 4359.022 | 4442.6925
5113.7819 | 5011.5063 | 5107.701
5369.4081 | 5262.02 | 5363.0233
5309.5981 | 5203.4061 | 5303.2843
4897.6297 | 4799.6771 | 4891.8058
4187.894 | 4104.1361 | 4182.9141
3090.3969 | 3028.589 | 3086.7221
1696.1631 | 1662.2398 | 1694.1461
378.4959 | 370.926 | 378.0458
0 | 0 | 0
0 | 0 | 0
0 | 0 | 0
0 | 0 | 0
0 | 0 | 0
0 | 0 | 0
0 | 0 | 0
0 | 0 | 0
0 | 0 | 0
0 | 0 | 0
0 | 0 | 0
0 | 0 | 0
571.4012 | 559.9731 | 570.7217
1537.5392 | 1506.7884 | 1535.7109
2873.633 | 2816.1604 | 2870.2159
3950.4651 | 3871.4557 | 3945.7675
4981.2957 | 4881.6698 | 4975.3723
5450.0252 | 5341.0247 | 5443.5445
5412.3135 | 5304.0672 | 5405.8776
5005.4205 | 4905.3121 | 4999.4685
4253.6441 | 4168.5712 | 4248.586
830.4941 | 813.8842 | 829.5065
214.5375 | 210.2468 | 214.2824
205.1891 | 201.0854 | 204.9451
0 | 0 | 0
0 | 0 | 0
0 | 0 | 0
0 | 0 | 0
0 | 0 | 0
0 | 0 | 0
0 | 0 | 0
0 | 0 | 0
0 | 0 | 0
0 | 0 | 0
0 | 0 | 0
0 | 0 | 0
480.5861 | 470.9744 | 480.0147
1347.1203 | 1320.1779 | 1345.5185
1575.7748 | 1544.2593 | 1573.901
2172.1597 | 2128.7165 | 2169.5767
2960.002 | 2900.802 | 2956.4822
2140.8257 | 2098.0091 | 2138.28
2264.6186 | 2219.3262 | 2261.9257
2309.2432 | 2263.0583 | 2306.4972
1247.4882 | 1222.5384 | 1246.0048
2138.3771 | 2095.6095 | 2135.8343
1780.4796 | 1744.87 | 1778.3624
374.0546 | 366.5735 | 373.6098
0 | 0 | 0
0 | 0 | 0
0 | 0 | 0
0 | 0 | 0
0 | 0 | 0
0 | 0 | 0
0 | 0 | 0
0 | 0 | 0
0 | 0 | 0
0 | 0 | 0
0 | 0 | 0
0 | 0 | 0
72.9842 | 71.5246 | 72.8975
1355.6226 | 1328.5101 | 1354.0106
351.8934 | 344.8556 | 351.475
2053.384 | 2012.3164 | 2050.9423
3843.0646 | 3766.2033 | 3838.4948
3898.2855 | 3820.3198 | 3893.65
4132.7664 | 4050.1111 | 4127.852
2873.0625 | 2815.6013 | 2869.6461
2089.8063 | 2048.0102 | 2087.3213
2483.3725 | 2433.7051 | 2480.4195
754.3789 | 739.2913 | 753.4818
287.9093 | 282.1511 | 287.5669
0 | 0 | 0
0 | 0 | 0
0 | 0 | 0
0 | 0 | 0
0 | 0 | 0
0 | 0 | 0
0 | 0 | 0
0 | 0 | 0
0 | 0 | 0
0 | 0 | 0
0 | 0 | 0
0 | 0 | 0
0 | 0 | 0
416.0188 | 407.6984 | 415.5241
2155.1632 | 2112.06 | 2152.6005
2468.0381 | 2418.6773 | 2465.1033
3414.4105 | 3346.1222 | 3410.3503
3142.5523 | 3079.7013 | 3138.8155
2811.4827 | 2755.253 | 2808.1395
2878.5955 | 2821.0236 | 2875.1725
1904.1936 | 1866.1098 | 1901.9293
1598.9438 | 1566.9649 | 1597.0424
899.8376 | 881.8409 | 898.7676
132.2939 | 129.6481 | 132.1366
0 | 0 | 0
0 | 0 | 0
0 | 0 | 0
0 | 0 | 0
0 | 0 | 0
0 | 0 | 0
0 | 0 | 0
0 | 0 | 0
0 | 0 | 0
0 | 0 | 0
0 | 0 | 0
0 | 0 | 0
573.4254 | 561.9569 | 572.7436
2059.8052 | 2018.6091 | 2057.3558
3226.4329 | 3161.9042 | 3222.5963
3948.0214 | 3869.0609 | 3943.3267
1132.094 | 1109.4521 | 1130.7478
4571.4362 | 4480.0075 | 4566.0003
4942.7419 | 4843.8871 | 4936.8644
4138.6789 | 4055.9054 | 4133.7576
3732.3803 | 3657.7327 | 3727.9421
3051.1898 | 2990.166 | 3047.5615
1653.8623 | 1620.7851 | 1651.8957
318.9957 | 312.6157 | 318.6163
0 | 0 | 0
0 | 0 | 0
0 | 0 | 0
0 | 0 | 0
0 | 0 | 0
0 | 0 | 0
0 | 0 | 0
0 | 0 | 0
0 | 0 | 0
0 | 0 | 0
0 | 0 | 0
0 | 0 | 0
510.7455 | 500.5306 | 510.1382
1425.7828 | 1397.2671 | 1424.0874
3055.7159 | 2994.6016 | 3052.0823
3982.5876 | 3902.9358 | 3977.8518
3262.5111 | 3197.2609 | 3258.6316
2500.2933 | 2450.2874 | 2497.3201
4265.4508 | 4180.1418 | 4260.3787
5024.0456 | 4923.5647 | 5018.0714
2927.8774 | 2869.3199 | 2924.3958
243.3144 | 238.4481 | 243.025
177.6844 | 174.1307 | 177.4731
61.2267 | 60.0022 | 61.1539
0 | 0 | 0
0 | 0 | 0
0 | 0 | 0
0 | 0 | 0
0 | 0 | 0
0 | 0 | 0
0 | 0 | 0
0 | 0 | 0
0 | 0 | 0
0 | 0 | 0
0 | 0 | 0
0 | 0 | 0
564.9605 | 553.6613 | 564.2887
512.4666 | 502.2173 | 511.8573
710.361 | 696.1538 | 709.5163
1429.9477 | 1401.3487 | 1428.2473
2659.9849 | 2606.7852 | 2656.8218
5609.08 | 5496.8984 | 5602.4101
5505.9936 | 5395.8737 | 5499.4463
5063.9134 | 4962.6351 | 5057.8918
4280.694 | 4195.0801 | 4275.6038
2147.9541 | 2104.995 | 2145.3999
1199.0502 | 1175.0692 | 1197.6244
289.4491 | 283.6601 | 289.1049
0 | 0 | 0
0 | 0 | 0
0 | 0 | 0
0 | 0 | 0
0 | 0 | 0
0 | 0 | 0
0 | 0 | 0
0 | 0 | 0
0 | 0 | 0
0 | 0 | 0
0 | 0 | 0
0 | 0 | 0
568.8055 | 557.4294 | 568.1291
2097.0883 | 2055.1465 | 2094.5946
3495.9196 | 3426.0012 | 3491.7625
4501.966 | 4411.9266 | 4496.6126
5161.0968 | 5057.8749 | 5154.9597
5471.1634 | 5361.7401 | 5464.6575
5490.8916 | 5381.0737 | 5484.3623
5056.501 | 4955.371 | 5050.4882
4250.7677 | 4165.7524 | 4245.7131
3093.7303 | 3031.8557 | 3090.0515
1631.783 | 1599.1474 | 1629.8427
282.2118 | 276.5676 | 281.8762
0 | 0 | 0
0 | 0 | 0
0 | 0 | 0
0 | 0 | 0
0 | 0 | 0
0 | 0 | 0
0 | 0 | 0
0 | 0 | 0
0 | 0 | 0
0 | 0 | 0
0 | 0 | 0
0 | 0 | 0
538.0833 | 527.3216 | 537.4435
1777.7561 | 1742.201 | 1775.6422
3436.5264 | 3367.7959 | 3432.44
4512.4309 | 4422.1823 | 4507.0651
5206.194 | 5102.0702 | 5200.0033
4732.3248 | 4637.6783 | 4726.6975
3986.0142 | 3906.2939 | 3981.2744
2530.8274 | 2480.2108 | 2527.8179
3349.7866 | 3282.7909 | 3345.8033
2429.1511 | 2380.5681 | 2426.2626
1008.3557 | 988.1886 | 1007.1566
146.1273 | 143.2047 | 145.9535
0 | 0 | 0
0 | 0 | 0
0 | 0 | 0
0 | 0 | 0
0 | 0 | 0
0 | 0 | 0
0 | 0 | 0
0 | 0 | 0
0 | 0 | 0
0 | 0 | 0
0 | 0 | 0
0 | 0 | 0
548.3827 | 537.4151 | 547.7306
2091.9008 | 2050.0627 | 2089.4132
3621.46 | 3549.0308 | 3617.1537
4734.4731 | 4639.7836 | 4728.8433
5368.1568 | 5260.7936 | 5361.7734
2419.4093 | 2371.0211 | 2416.5324
5535.6364 | 5424.9237 | 5529.0539
5038.3553 | 4937.5882 | 5032.3641
4283.1097 | 4197.4475 | 4278.0166
2867.5806 | 2810.229 | 2864.1707
1470.1325 | 1440.7299 | 1468.3844
200.5582 | 196.547 | 200.3197
0 | 0 | 0
0 | 0 | 0
0 | 0 | 0
0 | 0 | 0
0 | 0 | 0
0 | 0 | 0
0 | 0 | 0
0 | 0 | 0
0 | 0 | 0
0 | 0 | 0
0 | 0 | 0
0 | 0 | 0
226.4725 | 221.943 | 226.2032
778.9209 | 763.3425 | 777.9947
3562.9065 | 3491.6484 | 3558.6698
4644.7938 | 4551.8979 | 4639.2706
5364.8923 | 5257.5945 | 5358.5128
5670.343 | 5556.9361 | 5663.6003
5602.5692 | 5490.5178 | 5595.9071
5155.3545 | 5052.2474 | 5149.2242
4326.8615 | 4240.3242 | 4321.7163
3131.6136 | 3068.9813 | 3127.8897
1612.0784 | 1579.8368 | 1610.1615
260.7357 | 255.521 | 260.4257
0 | 0 | 0
0 | 0 | 0
0 | 0 | 0
0 | 0 | 0
0 | 0 | 0
0 | 0 | 0
0 | 0 | 0
0 | 0 | 0
0 | 0 | 0
0 | 0 | 0
0 | 0 | 0
0 | 0 | 0
555.0932 | 543.9914 | 554.4332
2106.4149 | 2064.2866 | 2103.9101
3528.4797 | 3457.9101 | 3524.2839
4593.2568 | 4501.3917 | 4587.7949
5186.4161 | 5082.6878 | 5180.2488
5460.9296 | 5351.711 | 5454.4359
5360.4091 | 5253.2009 | 5354.035
4906.381 | 4808.2534 | 4900.5468
4111.1311 | 4028.9084 | 4106.2424
2993.8926 | 2934.0147 | 2990.3325
1509.9711 | 1479.7717 | 1508.1755
237.5999 | 232.8479 | 237.3174
0 | 0 | 0
0 | 0 | 0
0 | 0 | 0
0 | 0 | 0
0 | 0 | 0
0 | 0 | 0
0 | 0 | 0
0 | 0 | 0
0 | 0 | 0
0 | 0 | 0
0 | 0 | 0
0 | 0 | 0
534.4369 | 523.7482 | 533.8014
1574.8343 | 1543.3376 | 1572.9616
2612.7748 | 2560.5193 | 2609.6679
4552.4754 | 4461.4259 | 4547.062
4448.4542 | 4359.4852 | 4443.1645
2765.4528 | 2710.1437 | 2762.1643
5583.9654 | 5472.2861 | 5577.3254
5098.8986 | 4996.9206 | 5092.8354
3097.8251 | 3035.8686 | 3094.1414
1128.8313 | 1106.2547 | 1127.489
867.7653 | 850.41 | 866.7334
129.0518 | 126.4708 | 128.8983
0 | 0 | 0
0 | 0 | 0
0 | 0 | 0
0 | 0 | 0
0 | 0 | 0
0 | 0 | 0
0 | 0 | 0
0 | 0 | 0
0 | 0 | 0
0 | 0 | 0
0 | 0 | 0
0 | 0 | 0
143.4447 | 140.5758 | 143.2742
1998.4766 | 1958.5071 | 1996.1002
3645.4735 | 3572.564 | 3641.1386
4863.0368 | 4765.7761 | 4857.2541
5637.4341 | 5524.6855 | 5630.7306
5946.9882 | 5828.0484 | 5939.9165
5818.0846 | 5701.7229 | 5811.1662
5328.6983 | 5222.1243 | 5322.3618
4398.5469 | 4310.576 | 4393.3165
3137.6191 | 3074.8667 | 3133.8881
1571.0609 | 1539.6397 | 1569.1927
225.7643 | 221.249 | 225.4958
0 | 0 | 0
0 | 0 | 0
0 | 0 | 0
0 | 0 | 0
0 | 0 | 0
0 | 0 | 0
0 | 0 | 0
0 | 0 | 0
0 | 0 | 0
0 | 0 | 0
0 | 0 | 0
0 | 0 | 0
558.9826 | 547.8029 | 558.3179
2151.7313 | 2108.6967 | 2149.1726
3648.0542 | 3575.0931 | 3643.7162
4763.6397 | 4668.367 | 4757.9752
5473.9205 | 5364.4421 | 5467.4114
5762.6266 | 5647.3741 | 5755.7742
5674.2951 | 5560.8091 | 5667.5476
5206.1972 | 5102.0732 | 5200.0064
4381.8386 | 4294.2018 | 4376.6281
3128.8738 | 3066.2963 | 3125.1532
1572.6523 | 1541.1993 | 1570.7822
220.3691 | 215.9617 | 220.107
0 | 0 | 0
0 | 0 | 0
0 | 0 | 0
0 | 0 | 0
0 | 0 | 0
0 | 0 | 0
0 | 0 | 0
0 | 0 | 0
0 | 0 | 0
0 | 0 | 0
0 | 0 | 0
0 | 0 | 0
543.6721 | 532.7987 | 543.0256
2163.292 | 2120.0262 | 2160.7196
3649.7968 | 3576.8009 | 3645.4568
4788.6507 | 4692.8777 | 4782.9564
5486.5633 | 5376.8321 | 5480.0392
5834.9012 | 5718.2032 | 5827.9628
5723.8526 | 5609.3756 | 5717.0463
5238.2158 | 5133.4515 | 5231.9869
4355.3099 | 4268.2037 | 4350.131
3060.3831 | 2999.1754 | 3056.7439
1512.4641 | 1482.2148 | 1510.6656
198.2625 | 194.2973 | 198.0268
0 | 0 | 0
0 | 0 | 0
0 | 0 | 0
0 | 0 | 0
0 | 0 | 0
0 | 0 | 0
0 | 0 | 0
0 | 0 | 0
0 | 0 | 0
0 | 0 | 0
0 | 0 | 0
0 | 0 | 0
535.755 | 525.0399 | 535.118
2127.8386 | 2085.2818 | 2125.3083
3592.7152 | 3520.8609 | 3588.443
4737.1256 | 4642.3831 | 4731.4926
5414.2737 | 5305.9882 | 5407.8355
5785.9406 | 5670.2217 | 5779.0604
5682.879 | 5569.2214 | 5676.1214
5214.4174 | 5110.129 | 5208.2168
4301.1243 | 4215.1018 | 4296.0098
3037.0754 | 2976.3339 | 3033.4639
1167.8805 | 1144.5229 | 1166.4917
197.3154 | 193.3691 | 197.0808
0 | 0 | 0
0 | 0 | 0
0 | 0 | 0
0 | 0 | 0
0 | 0 | 0
0 | 0 | 0
0 | 0 | 0
0 | 0 | 0
0 | 0 | 0
0 | 0 | 0
0 | 0 | 0
0 | 0 | 0
489.1398 | 479.357 | 488.5582
2003.3469 | 1963.28 | 2000.9647
3464.6805 | 3395.3869 | 3460.5606
4567.8272 | 4476.4706 | 4562.3955
5333.5395 | 5226.8687 | 5327.1973
5663.599 | 5550.327 | 5656.8643
1052.7632 | 1031.7079 | 1051.5113
5035.6422 | 4934.9293 | 5029.6542
2132.6602 | 2090.007 | 2130.1243
1326.6118 | 1300.0795 | 1325.0343
1084.1171 | 1062.4348 | 1082.828
85.8523 | 84.1352 | 85.7502
0 | 0 | 0
0 | 0 | 0
0 | 0 | 0
0 | 0 | 0
0 | 0 | 0
0 | 0 | 0
0 | 0 | 0
0 | 0 | 0
0 | 0 | 0
0 | 0 | 0
0 | 0 | 0
0 | 0 | 0
555.3188 | 544.2124 | 554.6584
2220.5784 | 2176.1669 | 2217.9379
3717.7092 | 3643.355 | 3713.2884
4814.8467 | 4718.5497 | 4809.1212
5485.2617 | 5375.5564 | 5478.7391
5882.2882 | 5764.6424 | 5875.2935
5758.3512 | 5643.1842 | 5751.5039
5306.5171 | 5200.3867 | 5300.207
4394.3269 | 4306.4404 | 4389.1016
3096.8585 | 3034.9213 | 3093.176
1496.2039 | 1466.2798 | 1494.4247
171.5128 | 168.0826 | 171.3089
0 | 0 | 0
0 | 0 | 0
0 | 0 | 0
0 | 0 | 0
0 | 0 | 0
0 | 0 | 0
0 | 0 | 0
0 | 0 | 0
0 | 0 | 0
0 | 0 | 0
0 | 0 | 0
0 | 0 | 0
516.5764 | 506.2449 | 515.9621
2148.3129 | 2105.3467 | 2145.7583
3638.7785 | 3566.0029 | 3634.4515
4700.3528 | 4606.3457 | 4694.7635
5305.7667 | 5199.6514 | 5299.4576
5601.7054 | 5489.6713 | 5595.0443
5509.1347 | 5398.952 | 5502.5837
5022.0931 | 4921.6513 | 5016.1213
4174.7499 | 4091.2549 | 4169.7856
2894.8333 | 2836.9367 | 2891.3911
1401.3918 | 1373.364 | 1399.7254
102.2893 | 100.2435 | 102.1677
0 | 0 | 0
0 | 0 | 0
0 | 0 | 0
0 | 0 | 0
0 | 0 | 0
0 | 0 | 0
0 | 0 | 0
0 | 0 | 0
0 | 0 | 0
0 | 0 | 0
0 | 0 | 0
0 | 0 | 0
446.4875 | 437.5578 | 445.9566
2049.0205 | 2008.0401 | 2046.584
3447.3602 | 3378.413 | 3443.2609
4382.6381 | 4294.9853 | 4377.4266
5122.0871 | 5019.6454 | 5115.9963
5479.1639 | 5369.5806 | 5472.6485
5369.0465 | 5261.6655 | 5362.662
4874.5567 | 4777.0656 | 4868.7603
3967.2104 | 3887.8662 | 3962.4929
2789.4807 | 2733.6911 | 2786.1637
1322.7223 | 1296.2678 | 1321.1494
11.264 | 11.0388 | 11.2506
0 | 0 | 0
0 | 0 | 0
0 | 0 | 0
0 | 0 | 0
0 | 0 | 0
0 | 0 | 0
0 | 0 | 0
0 | 0 | 0
0 | 0 | 0
0 | 0 | 0
0 | 0 | 0
0 | 0 | 0
25.6026 | 25.0906 | 25.5722
240.6009 | 235.7889 | 240.3148
460.9128 | 451.6945 | 460.3647
120.8626 | 118.4454 | 120.7189
1325.8602 | 1299.343 | 1324.2836
1243.5695 | 1218.6981 | 1242.0908
1514.8127 | 1484.5165 | 1513.0114
1576.1897 | 1544.6659 | 1574.3154
798.2978 | 782.3319 | 797.3486
1827.9289 | 1791.3703 | 1825.7553
679.8371 | 666.2403 | 679.0287
0 | 0 | 0
0 | 0 | 0
0 | 0 | 0
0 | 0 | 0
0 | 0 | 0
0 | 0 | 0
0 | 0 | 0
0 | 0 | 0
0 | 0 | 0
0 | 0 | 0
0 | 0 | 0
0 | 0 | 0
0 | 0 | 0
202.8464 | 198.7894 | 202.6052
883.1204 | 865.458 | 882.0703
1558.0795 | 1526.9179 | 1556.2267
3824.4805 | 3747.9909 | 3819.9328
4898.2712 | 4800.3058 | 4892.4466
4881.2089 | 4783.5848 | 4875.4046
5408.8547 | 5300.6776 | 5402.4229
4855.4762 | 4758.3667 | 4849.7025
3937.9531 | 3859.194 | 3933.2704
2199.9978 | 2155.9979 | 2197.3818
1246.4301 | 1221.5015 | 1244.9479
41.9752 | 41.1357 | 41.9253
0 | 0 | 0
0 | 0 | 0
0 | 0 | 0
0 | 0 | 0
0 | 0 | 0
0 | 0 | 0
0 | 0 | 0
0 | 0 | 0
0 | 0 | 0
0 | 0 | 0
0 | 0 | 0
0 | 0 | 0
273.2469 | 267.782 | 272.922
770.1558 | 754.7527 | 769.24
920.1904 | 901.7866 | 919.0962
1878.7759 | 1841.2004 | 1876.5419
4262.2255 | 4176.981 | 4257.1572
5013.162 | 4912.8987 | 5007.2007
4773.5388 | 4678.0681 | 4767.8625
4527.2324 | 4436.6877 | 4521.8489
3849.194 | 3772.2102 | 3844.6169
2640.3015 | 2587.4954 | 2637.1619
1247.5979 | 1222.6459 | 1246.1144
0 | 0 | 0
0 | 0 | 0
0 | 0 | 0
0 | 0 | 0
0 | 0 | 0
0 | 0 | 0
0 | 0 | 0
0 | 0 | 0
0 | 0 | 0
0 | 0 | 0
0 | 0 | 0
0 | 0 | 0
0 | 0 | 0
445.1517 | 436.2487 | 444.6224
2067.3449 | 2025.998 | 2064.8866
3683.0974 | 3609.4354 | 3678.7177
4930.153 | 4831.55 | 4924.2905
5729.6209 | 5615.0285 | 5722.8077
6066.3435 | 5945.0166 | 6059.1299
5931.6686 | 5813.0352 | 5924.6151
5340.6659 | 5233.8526 | 5334.3152
4368.9481 | 4281.5691 | 4363.7529
3008.5723 | 2948.4008 | 3004.9947
1326.4405 | 1299.9117 | 1324.8632
0 | 0 | 0
0 | 0 | 0
0 | 0 | 0
0 | 0 | 0
0 | 0 | 0
0 | 0 | 0
0 | 0 | 0
0 | 0 | 0
0 | 0 | 0
0 | 0 | 0
0 | 0 | 0
0 | 0 | 0
0 | 0 | 0
438.926 | 430.1474 | 438.404
1673.397 | 1639.929 | 1671.4071
3458.2975 | 3389.1315 | 3454.1852
3841.727 | 3764.8924 | 3837.1587
5356.1964 | 5249.0725 | 5349.8273
2144.833 | 2101.9364 | 2142.2826
5238.8314 | 5134.0547 | 5232.6018
3727.4445 | 3652.8956 | 3723.0122
3388.0033 | 3320.2433 | 3383.9746
2264.2465 | 2218.9616 | 2261.5541
1048.4485 | 1027.4796 | 1047.2018
0 | 0 | 0
0 | 0 | 0
0 | 0 | 0
0 | 0 | 0
0 | 0 | 0
0 | 0 | 0
0 | 0 | 0
0 | 0 | 0
0 | 0 | 0
0 | 0 | 0
0 | 0 | 0
0 | 0 | 0
0 | 0 | 0
487.5891 | 477.8374 | 487.0093
2106.3507 | 2064.2236 | 2103.846
3577.995 | 3506.4351 | 3573.7404
4658.7506 | 4565.5756 | 4653.2108
5225.4388 | 5120.93 | 5219.2251
5501.7565 | 5391.7214 | 5495.2143
5384.7309 | 5277.0363 | 5378.3278
4884.8076 | 4787.1115 | 4878.999
4016.8307 | 3936.4941 | 4012.0542
2778.4793 | 2722.9097 | 2775.1753
1261.7133 | 1236.479 | 1260.213
0 | 0 | 0
0 | 0 | 0
0 | 0 | 0
0 | 0 | 0
0 | 0 | 0
0 | 0 | 0
0 | 0 | 0
0 | 0 | 0
0 | 0 | 0
0 | 0 | 0
0 | 0 | 0
0 | 0 | 0
0 | 0 | 0
478.2299 | 468.6653 | 477.6612
2025.5065 | 1984.9963 | 2023.0979
3535.1433 | 3464.4405 | 3530.9396
4619.0165 | 4526.6362 | 4613.5239
5270.3189 | 5164.9125 | 5264.0519
5635.3112 | 5522.605 | 5628.6102
5513.8304 | 5403.5537 | 5507.2738
4990.6631 | 4890.8499 | 4984.7286
4084.8988 | 4003.2008 | 4080.0414
2809.709 | 2753.5148 | 2806.3679
1224.45 | 1199.961 | 1222.994
0 | 0 | 0
0 | 0 | 0
0 | 0 | 0
0 | 0 | 0
0 | 0 | 0
0 | 0 | 0
0 | 0 | 0
0 | 0 | 0
0 | 0 | 0
0 | 0 | 0
0 | 0 | 0
0 | 0 | 0
0 | 0 | 0
476.2327 | 466.708 | 475.6664
2039.5789 | 1998.7873 | 2037.1536
3483.0387 | 3413.3779 | 3478.897
4429.3157 | 4340.7294 | 4424.0487
5055.9279 | 4954.8094 | 5049.9158
4786.7905 | 4691.0546 | 4781.0984
4696.4282 | 4602.4996 | 4690.8436
3387.0442 | 3319.3033 | 3383.0166
3549.7761 | 3478.7806 | 3545.555
2689.9448 | 2636.1459 | 2686.7462
585.1127 | 573.4104 | 584.4169
0 | 0 | 0
0 | 0 | 0
0 | 0 | 0
0 | 0 | 0
0 | 0 | 0
0 | 0 | 0
0 | 0 | 0
0 | 0 | 0
0 | 0 | 0
0 | 0 | 0
0 | 0 | 0
0 | 0 | 0
0 | 0 | 0
463.6562 | 454.383 | 463.1048
2004.0219 | 1963.9415 | 2001.6389
3472.6523 | 3403.1992 | 3468.5229
4525.8504 | 4435.3334 | 4520.4686
5124.0271 | 5021.5466 | 5117.934
5391.3298 | 5283.5032 | 5384.9188
5275.4125 | 5169.9042 | 5269.1394
4830.6316 | 4734.019 | 4824.8874
3968.1854 | 3888.8217 | 3963.4667
2692.1745 | 2638.331 | 2688.9732
1114.6484 | 1092.3555 | 1113.323
0 | 0 | 0
0 | 0 | 0
0 | 0 | 0
0 | 0 | 0
0 | 0 | 0
0 | 0 | 0
0 | 0 | 0
0 | 0 | 0
0 | 0 | 0
0 | 0 | 0
0 | 0 | 0
0 | 0 | 0
0 | 0 | 0
434.293 | 425.6072 | 433.7766
1970.0419 | 1930.6411 | 1967.6993
3369.0969 | 3301.715 | 3365.0907
4408.8755 | 4320.698 | 4403.6329
5162.3503 | 5059.1033 | 5156.2117
5520.0064 | 5409.6063 | 5513.4425
5460.9524 | 5351.7333 | 5454.4586
4942.8352 | 4843.9785 | 4936.9576
4029.5165 | 3948.9262 | 4024.7249
2704.7691 | 2650.6737 | 2701.5528
1120.8464 | 1098.4294 | 1119.5136
0 | 0 | 0
0 | 0 | 0
0 | 0 | 0
0 | 0 | 0
0 | 0 | 0
0 | 0 | 0
0 | 0 | 0
0 | 0 | 0
0 | 0 | 0
0 | 0 | 0
0 | 0 | 0
0 | 0 | 0
0 | 0 | 0
450.8607 | 441.8435 | 450.3246
2009.3631 | 1969.1758 | 2006.9737
3503.2529 | 3433.1879 | 3499.0872
4542.5567 | 4451.7055 | 4537.155
5220.7027 | 5116.2887 | 5214.4947
5566.0871 | 5454.7653 | 5559.4683
5491.3548 | 5381.5277 | 5484.825
4960.4591 | 4861.2499 | 4954.5605
4044.8931 | 3963.9953 | 4040.0833
2719.9589 | 2665.5597 | 2716.7246
1106.0009 | 1083.8808 | 1104.6857
0 | 0 | 0
0 | 0 | 0
0 | 0 | 0
0 | 0 | 0
0 | 0 | 0
0 | 0 | 0
0 | 0 | 0
0 | 0 | 0
0 | 0 | 0
0 | 0 | 0
0 | 0 | 0
0 | 0 | 0
0 | 0 | 0
7.0453 | 6.9044 | 7.0369
1146.0137 | 1123.0934 | 1144.6509
2623.9155 | 2571.4371 | 2620.7953
3503.554 | 3433.4829 | 3499.3879
2900.171 | 2842.1676 | 2896.7224
4404.4576 | 4316.3685 | 4399.2202
4256.5414 | 4171.4106 | 4251.4799
3172.1465 | 3108.7035 | 3168.3744
3919.2483 | 3840.8633 | 3914.5878
2620.6492 | 2568.2362 | 2617.5329
1038.653 | 1017.88 | 1037.4179
0 | 0 | 0
0 | 0 | 0
0 | 0 | 0
0 | 0 | 0
0 | 0 | 0
0 | 0 | 0
0 | 0 | 0
0 | 0 | 0
0 | 0 | 0
0 | 0 | 0
0 | 0 | 0
0 | 0 | 0
0 | 0 | 0
419.511 | 411.1208 | 419.0121
1338.4373 | 1311.6685 | 1336.8457
2696.9391 | 2643.0003 | 2693.7321
3373.9014 | 3306.4234 | 3369.8894
4713.5557 | 4619.2846 | 4707.9507
4738.6324 | 4643.8598 | 4732.9977
4075.5083 | 3993.9981 | 4070.662
4140.5972 | 4057.7853 | 4135.6735
3430.2452 | 3361.6403 | 3426.1662
2566.0514 | 2514.7304 | 2563
1042.012 | 1021.1717 | 1040.7729
0 | 0 | 0
0 | 0 | 0
0 | 0 | 0
0 | 0 | 0
0 | 0 | 0
0 | 0 | 0
0 | 0 | 0
0 | 0 | 0
0 | 0 | 0
0 | 0 | 0
0 | 0 | 0
0 | 0 | 0
0 | 0 | 0
389.2697 | 381.4843 | 388.8068
1321.6116 | 1295.1794 | 1320.04
2309.815 | 2263.6187 | 2307.0684
4444.0664 | 4355.1851 | 4438.7819
5148.6841 | 5045.7105 | 5142.5617
5476.9031 | 5367.3651 | 5470.3904
5338.7968 | 5232.0209 | 5332.4484
4802.9371 | 4706.8783 | 4797.2258
3617.7966 | 3545.4406 | 3613.4946
2419.6925 | 2371.2987 | 2416.8152
986.194 | 966.4701 | 985.0213
0 | 0 | 0
0 | 0 | 0
0 | 0 | 0
0 | 0 | 0
0 | 0 | 0
0 | 0 | 0
0 | 0 | 0
0 | 0 | 0
0 | 0 | 0
0 | 0 | 0
0 | 0 | 0
0 | 0 | 0
0 | 0 | 0
355.2483 | 348.1433 | 354.8258
1978.2015 | 1938.6375 | 1975.8492
3525.4463 | 3454.9374 | 3521.2542
4668.1466 | 4574.7836 | 4662.5956
5404.7928 | 5296.6969 | 5398.3659
5737.0613 | 5622.32 | 5730.2392
5576.7054 | 5465.1713 | 5570.074
5003.2981 | 4903.2322 | 4997.3486
4007.9661 | 3927.8068 | 4003.2002
2611.6696 | 2559.4362 | 2608.564
987.9059 | 968.1477 | 986.7311
0 | 0 | 0
0 | 0 | 0
0 | 0 | 0
0 | 0 | 0
0 | 0 | 0
0 | 0 | 0
0 | 0 | 0
0 | 0 | 0
0 | 0 | 0
0 | 0 | 0
0 | 0 | 0
0 | 0 | 0
0 | 0 | 0
356.0567 | 348.9356 | 355.6334
1883.1915 | 1845.5277 | 1880.9522
3444.5601 | 3375.6689 | 3440.4641
4595.6844 | 4503.7707 | 4590.2196
5318.5836 | 5212.212 | 5312.2592
5632.5644 | 5519.9131 | 5625.8666
5480.0608 | 5370.4596 | 5473.5444
3410.9996 | 3342.7796 | 3406.9435
3917.179 | 3838.8354 | 3912.521
2523.3538 | 2472.8867 | 2520.3533
914.2408 | 895.956 | 913.1537
0 | 0 | 0
0 | 0 | 0
0 | 0 | 0
0 | 0 | 0
0 | 0 | 0
0 | 0 | 0
0 | 0 | 0
0 | 0 | 0
0 | 0 | 0
0 | 0 | 0
0 | 0 | 0
0 | 0 | 0
0 | 0 | 0
98.0425 | 96.0817 | 97.926
1088.1018 | 1066.3398 | 1086.8079
3346.3727 | 3279.4452 | 3342.3934
4590.2753 | 4498.4698 | 4584.8169
5360.7832 | 5253.5676 | 5354.4086
5696.2897 | 5582.3639 | 5689.5162
5555.6159 | 5444.5036 | 5549.0097
4958.5828 | 4859.4112 | 4952.6865
3941.4368 | 3862.608 | 3936.7499
2558.1794 | 2507.0158 | 2555.1374
933.6611 | 914.9878 | 932.5508
0 | 0 | 0
0 | 0 | 0
0 | 0 | 0
0 | 0 | 0
0 | 0 | 0
0 | 0 | 0
0 | 0 | 0
0 | 0 | 0
0 | 0 | 0
0 | 0 | 0
0 | 0 | 0
0 | 0 | 0
0 | 0 | 0
373.2892 | 365.8234 | 372.8453
1903.428 | 1865.3595 | 1901.1646
3395.6181 | 3327.7057 | 3391.5803
4562.7963 | 4471.5404 | 4557.3706
5233.4243 | 5128.7558 | 5227.2011
5604.1662 | 5492.0829 | 5597.5022
5459.0201 | 5349.8397 | 5452.5287
4891.8096 | 4793.9734 | 4885.9927
3932.2647 | 3853.6194 | 3927.5887
2577.6495 | 2526.0965 | 2574.5844
939.5607 | 920.7695 | 938.4435
0 | 0 | 0
0 | 0 | 0
0 | 0 | 0
0 | 0 | 0
0 | 0 | 0
0 | 0 | 0
0 | 0 | 0
0 | 0 | 0
0 | 0 | 0
0 | 0 | 0
0 | 0 | 0
0 | 0 | 0
0 | 0 | 0
328.483 | 321.9134 | 328.0924
1806.2099 | 1770.0857 | 1804.0621
3309.5618 | 3243.3705 | 3305.6263
4247.089 | 4162.1472 | 4242.0387
4886.643 | 4788.9101 | 4880.8322
5249.0584 | 5144.0773 | 5242.8167
5181.9754 | 5078.3359 | 5175.8134
4632.2059 | 4539.5618 | 4626.6977
3734.796 | 3660.1001 | 3730.3549
2382.7471 | 2335.0922 | 2379.9138
825.6131 | 809.1008 | 824.6313
0 | 0 | 0
0 | 0 | 0
0 | 0 | 0
0 | 0 | 0
0 | 0 | 0
0 | 0 | 0
0 | 0 | 0
0 | 0 | 0
0 | 0 | 0
0 | 0 | 0
0 | 0 | 0
0 | 0 | 0
0 | 0 | 0
38.4481 | 37.6791 | 38.4024
1295.869 | 1269.9516 | 1294.3281
352.1598 | 345.1166 | 351.741
1022.2691 | 1001.8237 | 1021.0535
156.4437 | 153.3149 | 156.2577
954.7345 | 935.6398 | 953.5992
3317.47 | 3251.1206 | 3313.5252
1967.9121 | 1928.5539 | 1965.572
827.3148 | 810.7685 | 826.331
1125.7937 | 1103.2778 | 1124.455
252.9833 | 247.9236 | 252.6824
0 | 0 | 0
0 | 0 | 0
0 | 0 | 0
0 | 0 | 0
0 | 0 | 0
0 | 0 | 0
0 | 0 | 0
0 | 0 | 0
0 | 0 | 0
0 | 0 | 0
0 | 0 | 0
0 | 0 | 0
0 | 0 | 0
0 | 0 | 0
179.1535 | 175.5704 | 178.9405
681.2248 | 667.6003 | 680.4147
1402.9652 | 1374.9059 | 1401.297
1448.6031 | 1419.6311 | 1446.8806
2253.1349 | 2208.0722 | 2250.4557
2914.518 | 2856.2277 | 2911.0523
2920.1865 | 2861.7828 | 2916.7141
3763.0517 | 3687.7907 | 3758.577
2393.2755 | 2345.41 | 2390.4296
551.1633 | 540.14 | 550.5079
0 | 0 | 0
0 | 0 | 0
0 | 0 | 0
0 | 0 | 0
0 | 0 | 0
0 | 0 | 0
0 | 0 | 0
0 | 0 | 0
0 | 0 | 0
0 | 0 | 0
0 | 0 | 0
0 | 0 | 0
0 | 0 | 0
284.2361 | 278.5514 | 283.8981
1712.4424 | 1678.1935 | 1710.4061
3158.1186 | 3094.9563 | 3154.3633
4271.9857 | 4186.546 | 4266.9058
4933.3081 | 4834.642 | 4927.4419
5186.2985 | 5082.5725 | 5180.1313
5036.378 | 4935.6504 | 5030.3891
4501.5307 | 4411.5001 | 4496.1779
3426.6361 | 3358.1034 | 3422.5614
2104.7035 | 2062.6095 | 2102.2008
689.0122 | 675.232 | 688.1929
0 | 0 | 0
0 | 0 | 0
0 | 0 | 0
0 | 0 | 0
0 | 0 | 0
0 | 0 | 0
0 | 0 | 0
0 | 0 | 0
0 | 0 | 0
0 | 0 | 0
0 | 0 | 0
0 | 0 | 0
0 | 0 | 0
268.3069 | 262.9407 | 267.9878
1704.1543 | 1670.0712 | 1702.1278
3158.4412 | 3095.2724 | 3154.6854
4183.11 | 4099.4478 | 4178.1358
4719.6152 | 4625.2229 | 4714.003
4958.9305 | 4859.7519 | 4953.0338
4828.96 | 4732.3808 | 4823.2178
4414.764 | 4326.4687 | 4409.5143
3508.2056 | 3438.0415 | 3504.0339
1690.688 | 1656.8742 | 1688.6776
480.8305 | 471.2138 | 480.2587
0 | 0 | 0
0 | 0 | 0
0 | 0 | 0
0 | 0 | 0
0 | 0 | 0
0 | 0 | 0
0 | 0 | 0
0 | 0 | 0
0 | 0 | 0
0 | 0 | 0
0 | 0 | 0
0 | 0 | 0
0 | 0 | 0
83.66 | 81.9868 | 83.5605
1644.108 | 1611.2259 | 1642.153
3137.3948 | 3074.6469 | 3133.664
4244.3336 | 4159.447 | 4239.2866
5004.9392 | 4904.8404 | 4998.9877
5285.7442 | 5180.0293 | 5279.4589
5150.7584 | 5047.7432 | 5144.6335
4619.6834 | 4527.2897 | 4614.19
3661.4768 | 3588.2473 | 3657.1229
2332.4698 | 2285.8204 | 2329.6962
745.559 | 730.6478 | 744.6725
0 | 0 | 0
0 | 0 | 0
0 | 0 | 0
0 | 0 | 0
0 | 0 | 0
0 | 0 | 0
0 | 0 | 0
0 | 0 | 0
0 | 0 | 0
0 | 0 | 0
0 | 0 | 0
0 | 0 | 0
0 | 0 | 0
0.33704 | 0.3303 | 0.33664
569.793 | 558.3972 | 569.1155
958.2319 | 939.0673 | 957.0925
2334.5036 | 2287.8136 | 2331.7276
3566.791 | 3495.4551 | 3562.5496
3683.4642 | 3609.795 | 3679.0842
4966.3243 | 4866.9978 | 4960.4187
3885.9005 | 3808.1825 | 3881.2798
3546.2609 | 3475.3357 | 3542.044
2203.595 | 2159.5231 | 2200.9746
505.1802 | 495.0766 | 504.5795
0 | 0 | 0
0 | 0 | 0
0 | 0 | 0
0 | 0 | 0
0 | 0 | 0
0 | 0 | 0
0 | 0 | 0
0 | 0 | 0
0 | 0 | 0
0 | 0 | 0
0 | 0 | 0
0 | 0 | 0
0 | 0 | 0
51.2846 | 50.2589 | 51.2236
1264.0624 | 1238.7812 | 1262.5593
2349.2367 | 2302.252 | 2346.4432
2863.8523 | 2806.5753 | 2860.4469
4041.5232 | 3960.6928 | 4036.7174
4323.4638 | 4236.9946 | 4318.3227
4377.1621 | 4289.6189 | 4371.9571
2646.7211 | 2593.7866 | 2643.5738
89.145 | 87.3621 | 89.039
97.0562 | 95.1151 | 96.9408
0 | 0 | 0
0 | 0 | 0
0 | 0 | 0
0 | 0 | 0
0 | 0 | 0
0 | 0 | 0
0 | 0 | 0
0 | 0 | 0
0 | 0 | 0
0 | 0 | 0
0 | 0 | 0
0 | 0 | 0
0 | 0 | 0
0 | 0 | 0
0 | 0 | 0
0 | 0 | 0
0 | 0 | 0
17.9488 | 17.5899 | 17.9275
30.119 | 29.5166 | 30.0832
36.2005 | 35.4765 | 36.1575
4974.6595 | 4875.1663 | 4968.744
4404.3556 | 4316.2685 | 4399.1183
3424.2841 | 3355.7985 | 3420.2123
2086.6314 | 2044.8988 | 2084.1501
593.4344 | 581.5657 | 592.7288
0 | 0 | 0
0 | 0 | 0
0 | 0 | 0
0 | 0 | 0
0 | 0 | 0
0 | 0 | 0
0 | 0 | 0
0 | 0 | 0
0 | 0 | 0
0 | 0 | 0
0 | 0 | 0
0 | 0 | 0
0 | 0 | 0
0 | 0 | 0
1667.5967 | 1634.2448 | 1665.6138
3233.5548 | 3168.8837 | 3229.7097
4410.6679 | 4322.4545 | 4405.4231
5160.1828 | 5056.9791 | 5154.0467
5463.0198 | 5353.7594 | 5456.5237
5319.4376 | 5213.0488 | 5313.1121
4692.1823 | 4598.3387 | 4686.6028
3697.2672 | 3623.3219 | 3692.8707
2305.2051 | 2259.101 | 2302.464
692.517 | 678.6667 | 691.6935
0 | 0 | 0
0 | 0 | 0
0 | 0 | 0
0 | 0 | 0
0 | 0 | 0
0 | 0 | 0
0 | 0 | 0
0 | 0 | 0
0 | 0 | 0
0 | 0 | 0
0 | 0 | 0
0 | 0 | 0
0 | 0 | 0
0 | 0 | 0
1663.2007 | 1629.9367 | 1661.223
1984.8053 | 1945.1092 | 1982.4451
3513.8627 | 3443.5854 | 3509.6843
4730.6625 | 4636.0493 | 4725.0372
5344.3651 | 5237.4778 | 5338.01
5222.6365 | 5118.1838 | 5216.4262
4646.7162 | 4553.7819 | 4641.1907
3644.3724 | 3571.4849 | 3640.0388
2276.674 | 2231.1405 | 2273.9668
677.0719 | 663.5304 | 676.2667
0 | 0 | 0
0 | 0 | 0
0 | 0 | 0
0 | 0 | 0
0 | 0 | 0
0 | 0 | 0
0 | 0 | 0
0 | 0 | 0
0 | 0 | 0
0 | 0 | 0
0 | 0 | 0
0 | 0 | 0
0 | 0 | 0
0 | 0 | 0
916.9444 | 898.6055 | 915.854
1998.0958 | 1958.1339 | 1995.7198
3292.4995 | 3226.6495 | 3288.5844
4074.7769 | 3993.2814 | 4069.9315
3759.3735 | 3684.186 | 3754.9032
4227.5414 | 4142.9905 | 4222.5143
1226.5649 | 1202.0336 | 1225.1064
2760.2571 | 2705.052 | 2756.9748
1030.8563 | 1010.2392 | 1029.6305
180.9318 | 177.3132 | 180.7167
0 | 0 | 0
0 | 0 | 0
0 | 0 | 0
0 | 0 | 0
0 | 0 | 0
0 | 0 | 0
0 | 0 | 0
0 | 0 | 0
0 | 0 | 0
0 | 0 | 0
0 | 0 | 0
0 | 0 | 0
0 | 0 | 0
0 | 0 | 0
26.6503 | 26.1173 | 26.6186
78.0957 | 76.5338 | 78.0029
760.1557 | 744.9526 | 759.2518
1261.534 | 1236.3033 | 1260.0339
1606.6854 | 1574.5517 | 1604.7749
1175.8884 | 1152.3706 | 1174.4901
1057.4336 | 1036.2849 | 1056.1762
575.6844 | 564.1707 | 574.9998
407.7723 | 399.6169 | 407.2874
64.9145 | 63.6162 | 64.8373
0 | 0 | 0
0 | 0 | 0
0 | 0 | 0
0 | 0 | 0
0 | 0 | 0
0 | 0 | 0
0 | 0 | 0
0 | 0 | 0
0 | 0 | 0
0 | 0 | 0
0 | 0 | 0
0 | 0 | 0
0 | 0 | 0
0 | 0 | 0
1628.1211 | 1595.5587 | 1626.1851
3287.8409 | 3222.0841 | 3283.9313
4448.8548 | 4359.8777 | 4443.5646
5100.8863 | 4998.8685 | 5094.8207
5356.6742 | 5249.5407 | 5350.3044
5201.5554 | 5097.5243 | 5195.3701
4694.7027 | 4600.8086 | 4689.1201
3726.9556 | 3652.4165 | 3722.5238
2294.1935 | 2248.3097 | 2291.4655
641.2236 | 628.3991 | 640.4611
0 | 0 | 0
0 | 0 | 0
0 | 0 | 0
0 | 0 | 0
0 | 0 | 0
0 | 0 | 0
0 | 0 | 0
0 | 0 | 0
0 | 0 | 0
0 | 0 | 0
0 | 0 | 0
0 | 0 | 0
0 | 0 | 0
0 | 0 | 0
1385.8108 | 1358.0946 | 1384.1629
2017.3378 | 1976.9911 | 2014.939
3160.7338 | 3097.5191 | 3156.9753
3907.3929 | 3829.245 | 3902.7465
5053.4728 | 4952.4034 | 5047.4637
5025.2146 | 4924.7103 | 5019.239
4463.6122 | 4374.34 | 4458.3045
3572.3253 | 3500.8787 | 3568.0773
2169.5818 | 2126.1901 | 2167.0019
595.3188 | 583.4124 | 594.6109
0 | 0 | 0
0 | 0 | 0
0 | 0 | 0
0 | 0 | 0
0 | 0 | 0
0 | 0 | 0
0 | 0 | 0
0 | 0 | 0
0 | 0 | 0
0 | 0 | 0
0 | 0 | 0
0 | 0 | 0
0 | 0 | 0
0 | 0 | 0
765.6768 | 750.3632 | 764.7663
2104.4532 | 2062.3642 | 2101.9508
4145.8081 | 4062.892 | 4140.8783
4827.8475 | 4731.2905 | 4822.1066
5120.2295 | 5017.8249 | 5114.1409
4966.6922 | 4867.3583 | 4960.7862
4341.1844 | 4254.3607 | 4336.0222
3424.3507 | 3355.8637 | 3420.2788
1543.1593 | 1512.2962 | 1541.3243
560.568 | 549.3567 | 559.9014
0 | 0 | 0
0 | 0 | 0
0 | 0 | 0
0 | 0 | 0
0 | 0 | 0
0 | 0 | 0
0 | 0 | 0
0 | 0 | 0
0 | 0 | 0
0 | 0 | 0
0 | 0 | 0
0 | 0 | 0
0 | 0 | 0
0 | 0 | 0
739.7815 | 724.9859 | 738.9018
2362.7785 | 2315.5229 | 2359.9689
1978.9929 | 1939.413 | 1976.6396
2460.4114 | 2411.2032 | 2457.4857
5066.9115 | 4965.5733 | 5060.8864
3423.1862 | 3354.7224 | 3419.1156
4294.705 | 4208.8109 | 4289.5981
3288.3133 | 3222.547 | 3284.4031
1912.3922 | 1874.1444 | 1910.1182
472.6991 | 463.2451 | 472.137
0 | 0 | 0
0 | 0 | 0
0 | 0 | 0
0 | 0 | 0
0 | 0 | 0
0 | 0 | 0
0 | 0 | 0
0 | 0 | 0
0 | 0 | 0
0 | 0 | 0
0 | 0 | 0
0 | 0 | 0
0 | 0 | 0
0 | 0 | 0
1339.6443 | 1312.8515 | 1338.0514
2882.3292 | 2824.6826 | 2878.9018
3961.487 | 3882.2573 | 3956.7763
4635.1175 | 4542.4152 | 4629.6058
4926.6455 | 4828.1126 | 4920.7872
4800.1265 | 4704.124 | 4794.4186
4364.6302 | 4277.3376 | 4359.4402
3418.9017 | 3350.5236 | 3414.8362
2089.6861 | 2047.8924 | 2087.2012
562.991 | 551.7312 | 562.3215
0 | 0 | 0
0 | 0 | 0
0 | 0 | 0
0 | 0 | 0
0 | 0 | 0
0 | 0 | 0
0 | 0 | 0
0 | 0 | 0
0 | 0 | 0
0 | 0 | 0
0 | 0 | 0
0 | 0 | 0
0 | 0 | 0
0 | 0 | 0
659.014 | 645.8337 | 658.2303
1945.2169 | 1906.3125 | 1942.9038
2696.3419 | 2642.415 | 2693.1356
3436.4715 | 3367.742 | 3432.3851
3903.0112 | 3824.951 | 3898.3701
4722.3107 | 4627.8645 | 4716.6953
3318.1859 | 3251.8222 | 3314.2402
3258.3997 | 3193.2317 | 3254.5251
1955.4293 | 1916.3207 | 1953.1041
518.3565 | 507.9894 | 517.7401
0 | 0 | 0
0 | 0 | 0
0 | 0 | 0
0 | 0 | 0
0 | 0 | 0
0 | 0 | 0
0 | 0 | 0
0 | 0 | 0
0 | 0 | 0
0 | 0 | 0
0 | 0 | 0
0 | 0 | 0
0 | 0 | 0
0 | 0 | 0
157.2765 | 154.131 | 157.0895
1128.4896 | 1105.9198 | 1127.1477
2803.8298 | 2747.7532 | 2800.4958
3769.7928 | 3694.397 | 3765.3101
3763.851 | 3688.574 | 3759.3753
4077.0172 | 3995.4769 | 4072.1692
4129.6911 | 4047.0972 | 4124.7804
2961.2296 | 2902.005 | 2957.7083
1563.0403 | 1531.7795 | 1561.1816
386.2147 | 378.4904 | 385.7554
0 | 0 | 0
0 | 0 | 0
0 | 0 | 0
0 | 0 | 0
0 | 0 | 0
0 | 0 | 0
0 | 0 | 0
0 | 0 | 0
0 | 0 | 0
0 | 0 | 0
0 | 0 | 0
0 | 0 | 0
0 | 0 | 0
0 | 0 | 0
1439.5036 | 1410.7135 | 1437.7919
2962.8058 | 2903.5497 | 2959.2827
4049.0522 | 3968.0712 | 4044.2374
4736.2313 | 4641.5066 | 4730.5993
4999.8875 | 4899.8898 | 4993.9421
4859.5573 | 4762.3662 | 4853.7787
4324.1517 | 4237.6687 | 4319.0098
3344.4233 | 3277.5349 | 3340.4464
2005.5224 | 1965.412 | 2003.1376
548.8622 | 537.885 | 548.2096
0 | 0 | 0
0 | 0 | 0
0 | 0 | 0
0 | 0 | 0
0 | 0 | 0
0 | 0 | 0
0 | 0 | 0
0 | 0 | 0
0 | 0 | 0
0 | 0 | 0
0 | 0 | 0
0 | 0 | 0
0 | 0 | 0
0 | 0 | 0
1349.5885 | 1322.5967 | 1347.9837
2093.0451 | 2051.1842 | 2090.5563
3012.5829 | 2952.3312 | 3009.0006
3641.4675 | 3568.6382 | 3637.1374
4857.9961 | 4760.8361 | 4852.2193
4816.1934 | 4719.8695 | 4810.4664
4141.8947 | 4059.0568 | 4136.9695
2691.553 | 2637.7219 | 2688.3524
1766.2594 | 1730.9342 | 1764.1591
481.1553 | 471.5322 | 480.5832
0 | 0 | 0
0 | 0 | 0
0 | 0 | 0
0 | 0 | 0
0 | 0 | 0
0 | 0 | 0
0 | 0 | 0
0 | 0 | 0
0 | 0 | 0
0 | 0 | 0
0 | 0 | 0
0 | 0 | 0
0 | 0 | 0
0 | 0 | 0
32.9698 | 32.3104 | 32.9306
2083.0983 | 2041.4363 | 2080.6212
3209.7385 | 3145.5438 | 3205.9218
4962.7976 | 4863.5416 | 4956.8963
5332.0394 | 5225.3986 | 5325.699
5201.8482 | 5097.8112 | 5195.6626
4630.2576 | 4537.6525 | 4624.7517
3608.6146 | 3536.4423 | 3604.3236
2165.6217 | 2122.3092 | 2163.0465
573.9791 | 562.4995 | 573.2966
0 | 0 | 0
0 | 0 | 0
0 | 0 | 0
0 | 0 | 0
0 | 0 | 0
0 | 0 | 0
0 | 0 | 0
0 | 0 | 0
0 | 0 | 0
0 | 0 | 0
0 | 0 | 0
0 | 0 | 0
0 | 0 | 0
0 | 0 | 0
286.5049 | 280.7748 | 286.1642
2186.7936 | 2143.0578 | 2184.1933
3604.7846 | 3532.6889 | 3600.4981
3643.236 | 3570.3713 | 3638.9038
2931.8798 | 2873.2422 | 2928.3934
3356.8539 | 3289.7168 | 3352.8622
3676.2918 | 3602.7659 | 3671.9202
2665.8329 | 2612.5163 | 2662.6629
1356.0524 | 1328.9313 | 1354.4399
103.3867 | 101.3189 | 103.2637
0 | 0 | 0
0 | 0 | 0
0 | 0 | 0
0 | 0 | 0
0 | 0 | 0
0 | 0 | 0
0 | 0 | 0
0 | 0 | 0
0 | 0 | 0
0 | 0 | 0
0 | 0 | 0
0 | 0 | 0
0 | 0 | 0
0 | 0 | 0
732.6798 | 718.0262 | 731.8085
1300.7358 | 1274.721 | 1299.189
1038.4064 | 1017.6382 | 1037.1716
1635.0558 | 1602.3547 | 1633.1115
924.1631 | 905.6798 | 923.0642
1222.2678 | 1197.8224 | 1220.8144
1781.0126 | 1745.3923 | 1778.8947
1347.2704 | 1320.3249 | 1345.6683
724.2088 | 709.7246 | 723.3476
45.6311 | 44.7185 | 45.5769
0 | 0 | 0
0 | 0 | 0
0 | 0 | 0
0 | 0 | 0
0 | 0 | 0
0 | 0 | 0
0 | 0 | 0
0 | 0 | 0
0 | 0 | 0
0 | 0 | 0
0 | 0 | 0
0 | 0 | 0
0 | 0 | 0
0 | 0 | 0
196.5975 | 192.6655 | 196.3637
916.8938 | 898.5559 | 915.8035
3157.574 | 3094.4226 | 3153.8193
4724.218 | 4629.7337 | 4718.6004
1499.8211 | 1469.8247 | 1498.0376
1438.0381 | 1409.2773 | 1436.3281
1004.7532 | 984.6582 | 1003.5585
3403.6033 | 3335.5312 | 3399.556
2011.4376 | 1971.2088 | 2009.0457
469.0679 | 459.6866 | 468.5101
0 | 0 | 0
0 | 0 | 0
0 | 0 | 0
0 | 0 | 0
0 | 0 | 0
0 | 0 | 0
0 | 0 | 0
0 | 0 | 0
0 | 0 | 0
0 | 0 | 0
0 | 0 | 0
0 | 0 | 0
0 | 0 | 0
0 | 0 | 0
776.6669 | 761.1335 | 775.7433
2856.021 | 2798.9006 | 2852.6249
3256.3814 | 3191.2538 | 3252.5092
3922.0565 | 3843.6154 | 3917.3927
533.3021 | 522.636 | 532.6679
516.7429 | 506.4081 | 516.1285
2781.2447 | 2725.6198 | 2777.9375
3520.0004 | 3449.6004 | 3515.8147
2042.095 | 2001.2531 | 2039.6667
130.25 | 127.645 | 130.0951
0 | 0 | 0
0 | 0 | 0
0 | 0 | 0
0 | 0 | 0
0 | 0 | 0
0 | 0 | 0
0 | 0 | 0
0 | 0 | 0
0 | 0 | 0
0 | 0 | 0
0 | 0 | 0
0 | 0 | 0
0 | 0 | 0
0 | 0 | 0
642.7761 | 629.9206 | 642.0117
1907.5803 | 1869.4287 | 1905.3119
4233.5068 | 4148.8366 | 4228.4726
4937.3307 | 4838.5841 | 4931.4596
5231.6159 | 5126.9836 | 5225.3949
5069.9314 | 4968.5328 | 5063.9027
4467.1 | 4377.758 | 4461.7881
3412.7192 | 3344.4648 | 3408.661
2029.6092 | 1989.017 | 2027.1958
465.8755 | 456.558 | 465.3215
0 | 0 | 0
0 | 0 | 0
0 | 0 | 0
0 | 0 | 0
0 | 0 | 0
0 | 0 | 0
0 | 0 | 0
0 | 0 | 0
0 | 0 | 0
0 | 0 | 0
0 | 0 | 0
0 | 0 | 0
0 | 0 | 0
0 | 0 | 0
211.7535 | 207.5184 | 211.5017
366.9448 | 359.6059 | 366.5085
851.9884 | 834.9486 | 850.9753
1079.8377 | 1058.241 | 1078.5537
3989.2121 | 3909.4279 | 3984.4685
4769.238 | 4673.8533 | 4763.5669
4138.6973 | 4055.9234 | 4133.7759
3139.2426 | 3076.4577 | 3135.5096
1854.4832 | 1817.3935 | 1852.278
370.6219 | 363.2094 | 370.1811
0 | 0 | 0
0 | 0 | 0
0 | 0 | 0
0 | 0 | 0
0 | 0 | 0
0 | 0 | 0
0 | 0 | 0
0 | 0 | 0
0 | 0 | 0
0 | 0 | 0
0 | 0 | 0
0 | 0 | 0
0 | 0 | 0
0 | 0 | 0
718.9692 | 704.5899 | 718.1143
1630.7475 | 1598.1325 | 1628.8083
3862.7638 | 3785.5086 | 3858.1706
4564.3378 | 4473.0511 | 4558.9103
4869.2196 | 4771.8352 | 4863.4295
4718.6167 | 4624.2443 | 4713.0057
4235.416 | 4150.7077 | 4230.3796
3297.4001 | 3231.4521 | 3293.4791
1910.1335 | 1871.9309 | 1907.8622
386.3001 | 378.5741 | 385.8407
0 | 0 | 0
0 | 0 | 0
0 | 0 | 0
0 | 0 | 0
0 | 0 | 0
0 | 0 | 0
0 | 0 | 0
0 | 0 | 0
0 | 0 | 0
0 | 0 | 0
0 | 0 | 0
0 | 0 | 0
0 | 0 | 0
0 | 0 | 0
533.8752 | 523.1977 | 533.2404
1604.2892 | 1572.2034 | 1602.3815
3889.0515 | 3811.2705 | 3884.427
4660.231 | 4567.0264 | 4654.6895
4955.635 | 4856.5223 | 4949.7421
4811.3454 | 4715.1185 | 4805.6241
4241.2384 | 4156.4136 | 4236.195
3256.8944 | 3191.7565 | 3253.0216
1857.3333 | 1820.1866 | 1855.1247
331.2589 | 324.6338 | 330.865
0 | 0 | 0
0 | 0 | 0
0 | 0 | 0
0 | 0 | 0
0 | 0 | 0
0 | 0 | 0
0 | 0 | 0
0 | 0 | 0
0 | 0 | 0
0 | 0 | 0
0 | 0 | 0
0 | 0 | 0
0 | 0 | 0
0 | 0 | 0
516.9218 | 506.5834 | 516.3071
1763.9657 | 1728.6864 | 1761.8682
3805.8291 | 3729.7125 | 3801.3035
4592.0065 | 4500.1663 | 4586.546
4777.9163 | 4682.358 | 4772.2348
4649.5438 | 4556.553 | 4644.015
4108.4013 | 4026.2333 | 4103.516
3247.5088 | 3182.5586 | 3243.6472
1887.554 | 1849.8029 | 1885.3095
351.4671 | 344.4378 | 351.0492
0 | 0 | 0
0 | 0 | 0
0 | 0 | 0
0 | 0 | 0
0 | 0 | 0
0 | 0 | 0
0 | 0 | 0
0 | 0 | 0
0 | 0 | 0
0 | 0 | 0
0 | 0 | 0
0 | 0 | 0
0 | 0 | 0
0 | 0 | 0
555.6693 | 544.5559 | 555.0085
1649.9907 | 1616.9909 | 1648.0286
3759.6896 | 3684.4958 | 3755.2189
4418.115 | 4329.7527 | 4412.8613
4773.742 | 4678.2671 | 4768.0654
2933.7055 | 2875.0314 | 2930.217
3099.2887 | 3037.3029 | 3095.6033
2521.1754 | 2470.7519 | 2518.1775
1503.7759 | 1473.7003 | 1501.9877
55.2775 | 54.172 | 55.2118
0 | 0 | 0
0 | 0 | 0
0 | 0 | 0
0 | 0 | 0
0 | 0 | 0
0 | 0 | 0
0 | 0 | 0
0 | 0 | 0
0 | 0 | 0
0 | 0 | 0
0 | 0 | 0
0 | 0 | 0
0 | 0 | 0
0 | 0 | 0
619.259 | 606.8738 | 618.5226
1859.0685 | 1821.8871 | 1856.8578
3864.4937 | 3787.2039 | 3859.8984
4546.3792 | 4455.4516 | 4540.973
4915.8423 | 4817.5254 | 4909.9967
4783.0493 | 4687.3883 | 4777.3617
4220.0875 | 4135.6858 | 4215.0693
3235.172 | 3170.4686 | 3231.325
1877.6028 | 1840.0508 | 1875.3701
74.4114 | 72.9232 | 74.3229
0 | 0 | 0
0 | 0 | 0
0 | 0 | 0
0 | 0 | 0
0 | 0 | 0
0 | 0 | 0
0 | 0 | 0
0 | 0 | 0
0 | 0 | 0
0 | 0 | 0
0 | 0 | 0
0 | 0 | 0
0 | 0 | 0
0 | 0 | 0
942.5763 | 923.7248 | 941.4555
1926.854 | 1888.317 | 1924.5628
3850.4444 | 3773.4355 | 3845.8658
4482.3113 | 4392.6651 | 4476.9813
4736.367 | 4641.6397 | 4730.7349
4669.8798 | 4576.4823 | 4664.3268
4176.7042 | 4093.1701 | 4171.7376
3192.9507 | 3129.0916 | 3189.1539
1863.7242 | 1826.4497 | 1861.508
348.3819 | 341.4142 | 347.9676
0 | 0 | 0
0 | 0 | 0
0 | 0 | 0
0 | 0 | 0
0 | 0 | 0
0 | 0 | 0
0 | 0 | 0
0 | 0 | 0
0 | 0 | 0
0 | 0 | 0
0 | 0 | 0
0 | 0 | 0
0 | 0 | 0
0 | 0 | 0
487.6286 | 477.876 | 487.0487
2131.4852 | 2088.8555 | 2128.9506
3018.2972 | 2957.9313 | 3014.7081
3606.9526 | 3534.8135 | 3602.6635
3841.6329 | 3764.8003 | 3837.0648
4039.9565 | 3959.1574 | 4035.1526
3544.3069 | 3473.4207 | 3540.0923
1988.2372 | 1948.4725 | 1985.873
202.9548 | 198.8957 | 202.7135
0 | 0 | 0
0 | 0 | 0
0 | 0 | 0
0 | 0 | 0
0 | 0 | 0
0 | 0 | 0
0 | 0 | 0
0 | 0 | 0
0 | 0 | 0
0 | 0 | 0
0 | 0 | 0
0 | 0 | 0
0 | 0 | 0
0 | 0 | 0
0 | 0 | 0
146.2504 | 143.3254 | 146.0765
619.7697 | 607.3743 | 619.0328
1770.1804 | 1734.7768 | 1768.0754
3218.3639 | 3153.9967 | 3214.5369
3683.9018 | 3610.2238 | 3679.5212
2808.826 | 2752.6495 | 2805.486
2542.0641 | 2491.2228 | 2539.0413
1514.4313 | 1484.1427 | 1512.6305
945.2547 | 926.3496 | 944.1307
13.3911 | 13.1232 | 13.3751
0 | 0 | 0
0 | 0 | 0
0 | 0 | 0
0 | 0 | 0
0 | 0 | 0
0 | 0 | 0
0 | 0 | 0
0 | 0 | 0
0 | 0 | 0
0 | 0 | 0
0 | 0 | 0
0 | 0 | 0
0 | 0 | 0
0 | 0 | 0
647.4235 | 634.4751 | 646.6537
1772.3016 | 1736.8556 | 1770.1942
3723.0639 | 3648.6027 | 3718.6368
4460.5006 | 4371.2906 | 4455.1966
4801.8106 | 4705.7744 | 4796.1007
4689.6982 | 4595.9043 | 4684.1216
4181.5115 | 4097.8812 | 4176.5392
3206.4471 | 3142.3182 | 3202.6343
1176.5264 | 1152.9958 | 1175.1273
0 | 0 | 0
0 | 0 | 0
0 | 0 | 0
0 | 0 | 0
0 | 0 | 0
0 | 0 | 0
0 | 0 | 0
0 | 0 | 0
0 | 0 | 0
0 | 0 | 0
0 | 0 | 0
0 | 0 | 0
0 | 0 | 0
0 | 0 | 0
0 | 0 | 0
483.6369 | 473.9642 | 483.0618
1711.9019 | 1677.6639 | 1709.8663
3870.1275 | 3792.725 | 3865.5255
4649.848 | 4556.851 | 4644.3188
4982.1185 | 4882.4762 | 4976.1942
3749.5146 | 3674.5243 | 3745.056
3635.2674 | 3562.562 | 3630.9446
3282.9422 | 3217.2833 | 3279.0384
1845.0558 | 1808.1547 | 1842.8618
0 | 0 | 0
0 | 0 | 0
0 | 0 | 0
0 | 0 | 0
0 | 0 | 0
0 | 0 | 0
0 | 0 | 0
0 | 0 | 0
0 | 0 | 0
0 | 0 | 0
0 | 0 | 0
0 | 0 | 0
0 | 0 | 0
0 | 0 | 0
0 | 0 | 0
105.1586 | 103.0554 | 105.0335
444.686 | 435.7923 | 444.1572
735.7677 | 721.0524 | 734.8928
2361.68 | 2314.4464 | 2358.8717
1798.4051 | 1762.437 | 1796.2666
2985.1511 | 2925.448 | 2981.6014
3897.9342 | 3819.9755 | 3893.2991
2619.753 | 2567.358 | 2616.6378
926.5846 | 908.0529 | 925.4827
0 | 0 | 0
0 | 0 | 0
0 | 0 | 0
0 | 0 | 0
0 | 0 | 0
0 | 0 | 0
0 | 0 | 0
0 | 0 | 0
0 | 0 | 0
0 | 0 | 0
0 | 0 | 0
0 | 0 | 0
0 | 0 | 0
0 | 0 | 0
0 | 0 | 0
931.8955 | 913.2576 | 930.7874
1508.9198 | 1478.7414 | 1507.1256
3784.9767 | 3709.2772 | 3780.4759
4593.2314 | 4501.3668 | 4587.7695
4973.5895 | 4874.1177 | 4967.6753
4838.001 | 4741.241 | 4832.248
4268.1049 | 4182.7428 | 4263.0296
3270.2162 | 3204.8119 | 3266.3276
1827.129 | 1790.5864 | 1824.9563
0 | 0 | 0
0 | 0 | 0
0 | 0 | 0
0 | 0 | 0
0 | 0 | 0
0 | 0 | 0
0 | 0 | 0
0 | 0 | 0
0 | 0 | 0
0 | 0 | 0
0 | 0 | 0
0 | 0 | 0
0 | 0 | 0
0 | 0 | 0
0 | 0 | 0
1.8575 | 1.8203 | 1.8553
87.6333 | 85.8806 | 87.5291
397.0139 | 389.0736 | 396.5418
487.048 | 477.307 | 486.4688
853.1545 | 836.0914 | 852.14
797.2752 | 781.3297 | 796.3272
690.2153 | 676.411 | 689.3945
753.2273 | 738.1627 | 752.3316
284.0068 | 278.3266 | 283.669
0 | 0 | 0
0 | 0 | 0
0 | 0 | 0
0 | 0 | 0
0 | 0 | 0
0 | 0 | 0
0 | 0 | 0
0 | 0 | 0
0 | 0 | 0
0 | 0 | 0
0 | 0 | 0
0 | 0 | 0
0 | 0 | 0
0 | 0 | 0
0 | 0 | 0
1025.7488 | 1005.2338 | 1024.5291
2766.5723 | 2711.2408 | 2763.2825
4087.5034 | 4005.7533 | 4082.6429
4935.671 | 4836.9576 | 4929.8019
5295.2282 | 5189.3237 | 5288.9316
5087.7683 | 4986.0129 | 5081.7184
4495.2427 | 4405.3379 | 4489.8974
3393.9537 | 3326.0746 | 3389.9179
970.6849 | 951.2712 | 969.5307
0 | 0 | 0
0 | 0 | 0
0 | 0 | 0
0 | 0 | 0
0 | 0 | 0
0 | 0 | 0
0 | 0 | 0
0 | 0 | 0
0 | 0 | 0
0 | 0 | 0
0 | 0 | 0
0 | 0 | 0
0 | 0 | 0
0 | 0 | 0
0 | 0 | 0
391.1807 | 383.3571 | 390.7155
1629.9123 | 1597.3141 | 1627.9742
2436.741 | 2388.0062 | 2433.8434
4448.9128 | 4359.9346 | 4443.6225
4726.2006 | 4631.6765 | 4720.5806
4589.0918 | 4497.3099 | 4583.6348
3599.9027 | 3527.9046 | 3595.622
1914.1793 | 1875.8957 | 1911.9031
1772.6555 | 1737.2024 | 1770.5476
0 | 0 | 0
0 | 0 | 0
0 | 0 | 0
0 | 0 | 0
0 | 0 | 0
0 | 0 | 0
0 | 0 | 0
0 | 0 | 0
0 | 0 | 0
0 | 0 | 0
0 | 0 | 0
0 | 0 | 0
0 | 0 | 0
0 | 0 | 0
0 | 0 | 0
357.6116 | 350.4593 | 357.1863
2004.9343 | 1964.8356 | 2002.5502
2509.0749 | 2458.8934 | 2506.0913
4411.1083 | 4322.8862 | 4405.863
4786.0194 | 4690.299 | 4780.3283
4680.2774 | 4586.6719 | 4674.712
4107.6614 | 4025.5082 | 4102.7769
3128.162 | 3065.5988 | 3124.4423
1776.1045 | 1740.5824 | 1773.9925
0 | 0 | 0
0 | 0 | 0
0 | 0 | 0
0 | 0 | 0
0 | 0 | 0
0 | 0 | 0
0 | 0 | 0
0 | 0 | 0
0 | 0 | 0
0 | 0 | 0
0 | 0 | 0
0 | 0 | 0
0 | 0 | 0
0 | 0 | 0
0 | 0 | 0
169.1659 | 165.7826 | 168.9647
181.6571 | 178.024 | 181.4411
336.289 | 329.5632 | 335.8891
419.499 | 411.109 | 419.0002
805.0463 | 788.9453 | 804.089
545.4194 | 534.5111 | 544.7709
282.3963 | 276.7484 | 282.0605
435.0548 | 426.3538 | 434.5375
78.4097 | 76.8415 | 78.3164
0 | 0 | 0
0 | 0 | 0
0 | 0 | 0
0 | 0 | 0
0 | 0 | 0
0 | 0 | 0
0 | 0 | 0
0 | 0 | 0
0 | 0 | 0
0 | 0 | 0
0 | 0 | 0
0 | 0 | 0
0 | 0 | 0
0 | 0 | 0
0 | 0 | 0
943.5796 | 924.708 | 942.4576
558.7818 | 547.6062 | 558.1174
4025.3999 | 3944.8919 | 4020.6132
2420.6374 | 2372.2246 | 2417.759
3567.2314 | 3495.8868 | 3562.9895
2217.3021 | 2172.956 | 2214.6654
1937.776 | 1899.0205 | 1935.4717
1317.0382 | 1290.6975 | 1315.4721
1408.8124 | 1380.6361 | 1407.1371
0 | 0 | 0
0 | 0 | 0
0 | 0 | 0
0 | 0 | 0
0 | 0 | 0
0 | 0 | 0
0 | 0 | 0
0 | 0 | 0
0 | 0 | 0
0 | 0 | 0
0 | 0 | 0
0 | 0 | 0
0 | 0 | 0
0 | 0 | 0
0 | 0 | 0
984.3011 | 964.6151 | 983.1306
2688.5986 | 2634.8266 | 2685.4016
4083.5837 | 4001.912 | 4078.7278
4998.5911 | 4898.6193 | 4992.6472
5389.0187 | 5281.2383 | 5382.6105
5268.0239 | 5162.6634 | 5261.7596
4636.7907 | 4544.0549 | 4631.277
1414.3784 | 1386.0908 | 1412.6966
2024.5555 | 1984.0644 | 2022.1481
0 | 0 | 0
0 | 0 | 0
0 | 0 | 0
0 | 0 | 0
0 | 0 | 0
0 | 0 | 0
0 | 0 | 0
0 | 0 | 0
0 | 0 | 0
0 | 0 | 0
0 | 0 | 0
0 | 0 | 0
0 | 0 | 0
0 | 0 | 0
0 | 0 | 0
67.8656 | 66.5083 | 67.7849
1851.308 | 1814.2818 | 1849.1066
2144.0689 | 2101.1875 | 2141.5193
2879.8876 | 2822.2898 | 2876.463
2958.982 | 2899.8024 | 2955.4634
4235.6137 | 4150.9014 | 4230.577
2475.3518 | 2425.8447 | 2472.4083
1855.1722 | 1818.0688 | 1852.9662
1006.7533 | 986.6182 | 1005.5562
0 | 0 | 0
0 | 0 | 0
0 | 0 | 0
0 | 0 | 0
0 | 0 | 0
0 | 0 | 0
0 | 0 | 0
0 | 0 | 0
0 | 0 | 0
0 | 0 | 0
0 | 0 | 0
0 | 0 | 0
0 | 0 | 0
0 | 0 | 0
0 | 0 | 0
36.9274 | 36.1889 | 36.8835
1698.1216 | 1664.1592 | 1696.1024
540.3909 | 529.5831 | 539.7483
2425.5693 | 2377.0579 | 2422.685
5177.5347 | 5073.984 | 5171.378
5056.8295 | 4955.6929 | 5050.8164
4489.0978 | 4399.3158 | 4483.7597
3468.0209 | 3398.6605 | 3463.897
1956.3887 | 1917.2609 | 1954.0623
0 | 0 | 0
0 | 0 | 0
0 | 0 | 0
0 | 0 | 0
0 | 0 | 0
0 | 0 | 0
0 | 0 | 0
0 | 0 | 0
0 | 0 | 0
0 | 0 | 0
0 | 0 | 0
0 | 0 | 0
0 | 0 | 0
0 | 0 | 0
0 | 0 | 0
1000.5663 | 980.555 | 999.3765
2744.276 | 2689.3905 | 2741.0128
4093.6934 | 4011.8195 | 4088.8255
4848.7411 | 4751.7662 | 4842.9753
5192.0216 | 5088.1812 | 5185.8477
5064.2129 | 4962.9287 | 5058.191
4567.3432 | 4475.9964 | 4561.9121
3537.7008 | 3466.9467 | 3533.494
1525.2529 | 1494.7478 | 1523.4392
0 | 0 | 0
0 | 0 | 0
0 | 0 | 0
0 | 0 | 0
0 | 0 | 0
0 | 0 | 0
0 | 0 | 0
0 | 0 | 0
0 | 0 | 0
0 | 0 | 0
0 | 0 | 0
0 | 0 | 0
0 | 0 | 0
0 | 0 | 0
0 | 0 | 0
859.8232 | 842.6267 | 858.8007
2545.7218 | 2494.8074 | 2542.6947
3844.0893 | 3767.2075 | 3839.5182
2192.0906 | 2148.2488 | 2189.484
5072.487 | 4971.0373 | 5066.4552
4936.2016 | 4837.4776 | 4930.3319
4285.2617 | 4199.5564 | 4280.166
3353.3749 | 3286.3074 | 3349.3874
1954.2616 | 1915.1764 | 1951.9378
0 | 0 | 0
0 | 0 | 0
0 | 0 | 0
0 | 0 | 0
0 | 0 | 0
0 | 0 | 0
0 | 0 | 0
0 | 0 | 0
0 | 0 | 0
0 | 0 | 0
0 | 0 | 0
0 | 0 | 0
0 | 0 | 0
0 | 0 | 0
0 | 0 | 0
832.214 | 815.5697 | 831.2244
2488.0391 | 2438.2783 | 2485.0806
3789.0267 | 3713.2462 | 3784.5211
4566.7976 | 4475.4616 | 4561.3671
4921.2815 | 4822.8558 | 4915.4295
4731.3123 | 4636.686 | 4725.6862
4218.1467 | 4133.7838 | 4213.1309
3381.8866 | 3314.2489 | 3377.8652
1955.2397 | 1916.1349 | 1952.9147
0 | 0 | 0
0 | 0 | 0
0 | 0 | 0
0 | 0 | 0
0 | 0 | 0
0 | 0 | 0
0 | 0 | 0
0 | 0 | 0
0 | 0 | 0
0 | 0 | 0
0 | 0 | 0
0 | 0 | 0
0 | 0 | 0
0 | 0 | 0
0 | 0 | 0
810.8411 | 794.6242 | 809.8769
2437.8652 | 2389.1079 | 2434.9663
3691.9871 | 3618.1473 | 3687.5969
4488.033 | 4398.2723 | 4482.6962
4919.6435 | 4821.2507 | 4913.7935
4832.4271 | 4735.7785 | 4826.6807
4312.4157 | 4226.1674 | 4307.2878
3316.9363 | 3250.5976 | 3312.9921
1911.0969 | 1872.875 | 1908.8244
0 | 0 | 0
0 | 0 | 0
0 | 0 | 0
0 | 0 | 0
0 | 0 | 0
0 | 0 | 0
0 | 0 | 0
0 | 0 | 0
0 | 0 | 0
0 | 0 | 0
0 | 0 | 0
0 | 0 | 0
0 | 0 | 0
0 | 0 | 0
0 | 0 | 0
691.1555 | 677.3324 | 690.3336
2273.6096 | 2228.1374 | 2270.906
3586.0401 | 3514.3193 | 3581.7759
3885.6995 | 3807.9855 | 3881.0789
4318.9882 | 4232.6084 | 4313.8524
4045.0781 | 3964.1766 | 4040.268
3473.807 | 3404.3309 | 3469.6763
2346.9296 | 2299.991 | 2344.1388
1136.4712 | 1113.7418 | 1135.1198
0 | 0 | 0
0 | 0 | 0
0 | 0 | 0
0 | 0 | 0
0 | 0 | 0
0 | 0 | 0
0 | 0 | 0
0 | 0 | 0
0 | 0 | 0
0 | 0 | 0
0 | 0 | 0
0 | 0 | 0
0 | 0 | 0
0 | 0 | 0
0 | 0 | 0
641.3813 | 628.5537 | 640.6186
2214.4262 | 2170.1377 | 2211.793
3563.3428 | 3492.076 | 3559.1056
4473.5574 | 4384.0863 | 4468.2378
4931.4443 | 4832.8154 | 4925.5802
4854.6103 | 4757.5181 | 4848.8376
4287.8587 | 4202.1015 | 4282.7599
3277.9553 | 3212.3962 | 3274.0575
1866.8855 | 1829.5478 | 1864.6656
0 | 0 | 0
0 | 0 | 0
0 | 0 | 0
0 | 0 | 0
0 | 0 | 0
0 | 0 | 0
0 | 0 | 0
0 | 0 | 0
0 | 0 | 0
0 | 0 | 0
0 | 0 | 0
0 | 0 | 0
0 | 0 | 0
0 | 0 | 0
0 | 0 | 0
745.9679 | 731.0485 | 745.0808
2438.5676 | 2389.7962 | 2435.6678
3818.019 | 3741.6586 | 3813.4789
4708.7316 | 4614.5569 | 4703.1323
5109.5241 | 5007.3336 | 5103.4483
5028.422 | 4927.8536 | 5022.4426
4497.1973 | 4407.2533 | 4491.8496
3482.3107 | 3412.6645 | 3478.1698
2058.3796 | 2017.212 | 2055.9319
0 | 0 | 0
0 | 0 | 0
0 | 0 | 0
0 | 0 | 0
0 | 0 | 0
0 | 0 | 0
0 | 0 | 0
0 | 0 | 0
0 | 0 | 0
0 | 0 | 0
0 | 0 | 0
0 | 0 | 0
0 | 0 | 0
0 | 0 | 0
0 | 0 | 0
276.8961 | 271.3581 | 276.5668
2485.5716 | 2435.8602 | 2482.616
3807.6137 | 3731.4614 | 3803.086
4590.2369 | 4498.4322 | 4584.7786
4983.0279 | 4883.3674 | 4977.1025
4788.4558 | 4692.6867 | 4782.7618
4285.3943 | 4199.6864 | 4280.2985
3333.947 | 3267.2681 | 3329.9826
1977.9371 | 1938.3784 | 1975.5851
0 | 0 | 0
0 | 0 | 0
0 | 0 | 0
0 | 0 | 0
0 | 0 | 0
0 | 0 | 0
0 | 0 | 0
0 | 0 | 0
0 | 0 | 0
0 | 0 | 0
0 | 0 | 0
0 | 0 | 0
0 | 0 | 0
0 | 0 | 0
0 | 0 | 0
122.668 | 120.2147 | 122.5221
1286.278 | 1260.5524 | 1284.7484
2048.2161 | 2007.2518 | 2045.7805
2583.7621 | 2532.0869 | 2580.6897
1462.1488 | 1432.9059 | 1460.4102
1722.1676 | 1687.7242 | 1720.1197
831.191 | 814.5672 | 830.2026
819.1292 | 802.7466 | 818.1552
993.8777 | 974.0002 | 992.6959
0 | 0 | 0
0 | 0 | 0
0 | 0 | 0
0 | 0 | 0
0 | 0 | 0
0 | 0 | 0
0 | 0 | 0
0 | 0 | 0
0 | 0 | 0
0 | 0 | 0
0 | 0 | 0
0 | 0 | 0
0 | 0 | 0
0 | 0 | 0
0 | 0 | 0
69.7709 | 68.3755 | 69.688
2178.1288 | 2134.5663 | 2175.5388
2683.1159 | 2629.4536 | 2679.9253
3162.0984 | 3098.8565 | 3158.3383
3293.5483 | 3227.6773 | 3289.6319
4827.4319 | 4730.8833 | 4821.6915
2564.9596 | 2513.6604 | 2561.9096
3346.546 | 3279.6151 | 3342.5666
1936.0722 | 1897.3508 | 1933.77
0 | 0 | 0
0 | 0 | 0
0 | 0 | 0
0 | 0 | 0
0 | 0 | 0
0 | 0 | 0
0 | 0 | 0
0 | 0 | 0
0 | 0 | 0
0 | 0 | 0
0 | 0 | 0
0 | 0 | 0
0 | 0 | 0
0 | 0 | 0
0 | 0 | 0
0 | 0 | 0
88.7236 | 86.9491 | 88.6181
252.7984 | 247.7425 | 252.4978
405.9048 | 397.7867 | 405.4222
560.752 | 549.537 | 560.0852
652.2771 | 639.2316 | 651.5015
399.9042 | 391.9062 | 399.4287
239.3984 | 234.6104 | 239.1137
163.5205 | 160.2501 | 163.3261
0 | 0 | 0
0 | 0 | 0
0 | 0 | 0
0 | 0 | 0
0 | 0 | 0
0 | 0 | 0
0 | 0 | 0
0 | 0 | 0
0 | 0 | 0
0 | 0 | 0
0 | 0 | 0
0 | 0 | 0
0 | 0 | 0
0 | 0 | 0
0 | 0 | 0
539.5035 | 528.7134 | 538.862
47.0232 | 46.0827 | 46.9673
1756.355 | 1721.2279 | 1754.2665
1877.0971 | 1839.5551 | 1874.865
4743.9084 | 4649.0303 | 4738.2674
2954.5605 | 2895.4693 | 2951.0472
3359.9241 | 3292.7256 | 3355.9287
2185.835 | 2142.1183 | 2183.2358
1900.5648 | 1862.5535 | 1898.3048
51.7308 | 50.6962 | 51.6693
0 | 0 | 0
0 | 0 | 0
0 | 0 | 0
0 | 0 | 0
0 | 0 | 0
0 | 0 | 0
0 | 0 | 0
0 | 0 | 0
0 | 0 | 0
0 | 0 | 0
0 | 0 | 0
0 | 0 | 0
0 | 0 | 0
0 | 0 | 0
66.2099 | 64.8857 | 66.1312
1349.3478 | 1322.3609 | 1347.7433
1907.6756 | 1869.5221 | 1905.4072
3703.5762 | 3629.5046 | 3699.1722
3980.2732 | 3900.6677 | 3975.5402
4525.2654 | 4434.7601 | 4519.8843
4055.1269 | 3974.0244 | 4050.3049
3201.5662 | 3137.5349 | 3197.7592
1888.7221 | 1850.9476 | 1886.4761
333.9067 | 327.2285 | 333.5096
0 | 0 | 0
0 | 0 | 0
0 | 0 | 0
0 | 0 | 0
0 | 0 | 0
0 | 0 | 0
0 | 0 | 0
0 | 0 | 0
0 | 0 | 0
0 | 0 | 0
0 | 0 | 0
0 | 0 | 0
0 | 0 | 0
0 | 0 | 0
71.7079 | 70.2737 | 71.6226
1372.6871 | 1345.2334 | 1371.0549
2631.9566 | 2579.3175 | 2628.8269
4252.5222 | 4167.4718 | 4247.4655
3759.6857 | 3684.492 | 3755.215
3982.7376 | 3903.0828 | 3978.0016
3449.1469 | 3380.1639 | 3445.0454
2147.5752 | 2104.6237 | 2145.0215
1674.7806 | 1641.285 | 1672.7891
338.8834 | 332.1058 | 338.4805
0 | 0 | 0
0 | 0 | 0
0 | 0 | 0
0 | 0 | 0
0 | 0 | 0
0 | 0 | 0
0 | 0 | 0
0 | 0 | 0
0 | 0 | 0
0 | 0 | 0
0 | 0 | 0
0 | 0 | 0
0 | 0 | 0
0 | 0 | 0
84.4988 | 82.8088 | 84.3983
1483.3909 | 1453.7231 | 1481.6269
1779.8546 | 1744.2575 | 1777.7381
3661.1993 | 3587.9754 | 3656.8458
3927.5859 | 3849.0341 | 3922.9155
4629.4835 | 4536.8938 | 4623.9785
2683.982 | 2630.3024 | 2680.7904
3239.3645 | 3174.5772 | 3235.5125
1513.5642 | 1483.2929 | 1511.7644
44.7001 | 43.8061 | 44.6469
0 | 0 | 0
0 | 0 | 0
0 | 0 | 0
0 | 0 | 0
0 | 0 | 0
0 | 0 | 0
0 | 0 | 0
0 | 0 | 0
0 | 0 | 0
0 | 0 | 0
0 | 0 | 0
0 | 0 | 0
0 | 0 | 0
0 | 0 | 0
0 | 0 | 0
6.5692 | 6.4378 | 6.5614
2524.7829 | 2474.2873 | 2521.7807
42.7175 | 41.8632 | 42.6667
4822.9793 | 4726.5197 | 4817.2442
4849.3639 | 4752.3766 | 4843.5974
4385.9119 | 4298.1937 | 4380.6965
3412.5497 | 3344.2987 | 3408.4918
2032.8076 | 1992.1514 | 2030.3903
403.4123 | 395.3441 | 402.9326
0 | 0 | 0
0 | 0 | 0
0 | 0 | 0
0 | 0 | 0
0 | 0 | 0
0 | 0 | 0
0 | 0 | 0
0 | 0 | 0
0 | 0 | 0
0 | 0 | 0
0 | 0 | 0
0 | 0 | 0
0 | 0 | 0
0 | 0 | 0
46.2279 | 45.3034 | 46.1729
1063.5491 | 1042.2781 | 1062.2844
2239.9981 | 2195.1981 | 2237.3345
4259.6675 | 4174.4742 | 4254.6023
4645.1125 | 4552.2102 | 4639.5889
4598.4706 | 4506.5012 | 4593.0025
4109.9926 | 4027.7928 | 4105.1054
3216.898 | 3152.5601 | 3213.0728
1927.2373 | 1888.6926 | 1924.9456
394.9679 | 387.0685 | 394.4982
0 | 0 | 0
0 | 0 | 0
0 | 0 | 0
0 | 0 | 0
0 | 0 | 0
0 | 0 | 0
0 | 0 | 0
0 | 0 | 0
0 | 0 | 0
0 | 0 | 0
0 | 0 | 0
0 | 0 | 0
0 | 0 | 0
0 | 0 | 0
93.3604 | 91.4931 | 93.2493
865.0731 | 847.7716 | 864.0444
1673.2348 | 1639.7701 | 1671.2451
4128.3656 | 4045.7983 | 4123.4565
4524.4767 | 4433.9872 | 4519.0966
4550.7173 | 4459.7029 | 4545.3059
4086.9948 | 4005.2549 | 4082.1349
3216.4146 | 3152.0863 | 3212.5899
1978.9558 | 1939.3767 | 1976.6026
454.8061 | 445.71 | 454.2653
0 | 0 | 0
0 | 0 | 0
0 | 0 | 0
0 | 0 | 0
0 | 0 | 0
0 | 0 | 0
0 | 0 | 0
0 | 0 | 0
0 | 0 | 0
0 | 0 | 0
0 | 0 | 0
0 | 0 | 0
0 | 0 | 0
0 | 0 | 0
71.0434 | 69.6226 | 70.959
1304.9441 | 1278.8452 | 1303.3923
3401.156 | 3333.1329 | 3397.1116
4270.3814 | 4184.9738 | 4265.3034
4694.9918 | 4601.092 | 4689.4089
4678.7074 | 4585.1332 | 4673.1438
4224.8176 | 4140.3213 | 4219.7938
3198.8878 | 3134.9101 | 3195.084
1973.4684 | 1933.9991 | 1971.1217
91.9486 | 90.1096 | 91.8392
0 | 0 | 0
0 | 0 | 0
0 | 0 | 0
0 | 0 | 0
0 | 0 | 0
0 | 0 | 0
0 | 0 | 0
0 | 0 | 0
0 | 0 | 0
0 | 0 | 0
0 | 0 | 0
0 | 0 | 0
0 | 0 | 0
0 | 0 | 0
38.9582 | 38.1791 | 38.9119
1214.505 | 1190.2149 | 1213.0608
3444.7611 | 3375.8659 | 3440.6649
4363.3643 | 4276.097 | 4358.1758
4841.7033 | 4744.8692 | 4835.946
4847.3187 | 4750.3723 | 4841.5547
4361.771 | 4274.5355 | 4356.5843
3440.4598 | 3371.6506 | 3436.3687
2097.4775 | 2055.528 | 2094.9834
514.3569 | 504.0698 | 513.7453
0 | 0 | 0
0 | 0 | 0
0 | 0 | 0
0 | 0 | 0
0 | 0 | 0
0 | 0 | 0
0 | 0 | 0
0 | 0 | 0
0 | 0 | 0
0 | 0 | 0
0 | 0 | 0
0 | 0 | 0
0 | 0 | 0
0 | 0 | 0
0.72931 | 0.71472 | 0.72844
328.9435 | 322.3647 | 328.5524
2301.1997 | 2255.1757 | 2298.4633
4132.5555 | 4049.9044 | 4127.6414
4480.3268 | 4390.7202 | 4474.9991
4265.3837 | 4180.076 | 4260.3117
2912.3832 | 2854.1355 | 2908.92
3165.0691 | 3101.7677 | 3161.3054
1954.2544 | 1915.1693 | 1951.9305
113.7931 | 111.5172 | 113.6578
0 | 0 | 0
0 | 0 | 0
0 | 0 | 0
0 | 0 | 0
0 | 0 | 0
0 | 0 | 0
0 | 0 | 0
0 | 0 | 0
0 | 0 | 0
0 | 0 | 0
0 | 0 | 0
0 | 0 | 0
0 | 0 | 0
0 | 0 | 0
51.2339 | 50.2092 | 51.173
1302.6127 | 1276.5604 | 1301.0637
3492.2976 | 3422.4516 | 3488.1448
4463.0795 | 4373.8179 | 4457.7724
4981.1941 | 4881.5702 | 4975.2709
5021.1801 | 4920.7565 | 5015.2093
4546.0781 | 4455.1566 | 4540.6723
3605.4367 | 3533.328 | 3601.1494
2222.5565 | 2178.1054 | 2219.9137
583.61 | 571.9378 | 582.916
0 | 0 | 0
0 | 0 | 0
0 | 0 | 0
0 | 0 | 0
0 | 0 | 0
0 | 0 | 0
0 | 0 | 0
0 | 0 | 0
0 | 0 | 0
0 | 0 | 0
0 | 0 | 0
0 | 0 | 0
0 | 0 | 0
0 | 0 | 0
0 | 0 | 0
842.6251 | 825.7726 | 841.6231
3390.8444 | 3323.0276 | 3386.8123
2521.8447 | 2471.4078 | 2518.8459
3637.1747 | 3564.4313 | 3632.8497
3725.8582 | 3651.341 | 3721.4277
4215.1846 | 4130.8809 | 4210.1723
3272.4293 | 3206.9807 | 3268.538
1155.4753 | 1132.3658 | 1154.1013
70.4973 | 69.0874 | 70.4135
0 | 0 | 0
0 | 0 | 0
0 | 0 | 0
0 | 0 | 0
0 | 0 | 0
0 | 0 | 0
0 | 0 | 0
0 | 0 | 0
0 | 0 | 0
0 | 0 | 0
0 | 0 | 0
0 | 0 | 0
0 | 0 | 0
0 | 0 | 0
65.4011 | 64.0931 | 65.3233
861.3023 | 844.0763 | 860.2781
2710.3925 | 2656.1847 | 2707.1695
440.445 | 431.6361 | 439.9213
2724.1841 | 2669.7004 | 2720.9447
2494.9955 | 2445.0956 | 2492.0287
2730.4741 | 2675.8646 | 2727.2272
2985.8879 | 2926.1701 | 2982.3373
385.3634 | 377.6561 | 384.9051
19.3104 | 18.9242 | 19.2874
0 | 0 | 0
0 | 0 | 0
0 | 0 | 0
0 | 0 | 0
0 | 0 | 0
0 | 0 | 0
0 | 0 | 0
12483227.551 | 12233563 | 12468383.5304

## Sheet2
Estimated Production (kWh) | Availability Guarantee (kWh) | Adjusted Estimated Production (kWh)
0 | 0 | 0
0 | 0 | 0
0 | 0 | 0
0 | 0 | 0
0 | 0 | 0
0 | 0 | 0
0 | 0 | 0
21.2744 | 20.8489 | 21.2491
1049.7157 | 1028.7214 | 1048.4675
3370.4618 | 3303.0525 | 3366.4539
4202.8463 | 4118.7893 | 4197.8486
4730.1506 | 4635.5475 | 4724.5258
3750.5134 | 3675.5031 | 3746.0536
2710.0391 | 2655.8383 | 2706.8166
3503.8963 | 3433.8183 | 3499.7297
2148.286 | 2105.3203 | 2145.7314
532.2408 | 521.596 | 531.6079
0 | 0 | 0
0 | 0 | 0
0 | 0 | 0
0 | 0 | 0
0 | 0 | 0
0 | 0 | 0
0 | 0 | 0
0 | 0 | 0
0 | 0 | 0
0 | 0 | 0
0 | 0 | 0
0 | 0 | 0
0 | 0 | 0
0 | 0 | 0
14.4477 | 14.1588 | 14.4305
1333.031 | 1306.3704 | 1331.4458
2265.8319 | 2220.5152 | 2263.1375
4320.5186 | 4234.1082 | 4315.381
4794.4479 | 4698.559 | 4788.7468
4768.9919 | 4673.6121 | 4763.321
4291.1216 | 4205.2992 | 4286.019
3390.2768 | 3322.4713 | 3386.2454
2177.392 | 2133.8442 | 2174.8028
634.9029 | 622.2048 | 634.1479
0 | 0 | 0
0 | 0 | 0
0 | 0 | 0
0 | 0 | 0
0 | 0 | 0
0 | 0 | 0
0 | 0 | 0
0 | 0 | 0
0 | 0 | 0
0 | 0 | 0
0 | 0 | 0
0 | 0 | 0
0 | 0 | 0
0 | 0 | 0
33.2256 | 32.5611 | 33.1861
1291.6393 | 1265.8065 | 1290.1034
3442.4522 | 3373.6031 | 3438.3587
4241.4987 | 4156.6688 | 4236.4551
3962.1839 | 3882.9403 | 3957.4724
4541.3597 | 4450.5325 | 4535.9595
4139.2207 | 4056.4363 | 4134.2987
3340.5599 | 3273.7487 | 3336.5876
2167.9882 | 2124.6284 | 2165.4102
615.3447 | 603.0378 | 614.6129
0 | 0 | 0
0 | 0 | 0
0 | 0 | 0
0 | 0 | 0
0 | 0 | 0
0 | 0 | 0
0 | 0 | 0
0 | 0 | 0
0 | 0 | 0
0 | 0 | 0
0 | 0 | 0
0 | 0 | 0
0 | 0 | 0
0 | 0 | 0
32.7692 | 32.1138 | 32.7302
1071.9421 | 1050.5033 | 1070.6675
3413.7177 | 3345.4433 | 3409.6584
4271.2937 | 4185.8678 | 4266.2146
4677.385 | 4583.8373 | 4671.823
4634.3273 | 4541.6408 | 4628.8166
4101.7864 | 4019.7507 | 4096.9089
3328.6482 | 3262.0753 | 3324.6901
2137.1465 | 2094.4036 | 2134.6052
642.963 | 630.1037 | 642.1984
0 | 0 | 0
0 | 0 | 0
0 | 0 | 0
0 | 0 | 0
0 | 0 | 0
0 | 0 | 0
0 | 0 | 0
0 | 0 | 0
0 | 0 | 0
0 | 0 | 0
0 | 0 | 0
0 | 0 | 0
0 | 0 | 0
0 | 0 | 0
32.797 | 32.1411 | 32.758
1061.6061 | 1040.374 | 1060.3437
3389.9278 | 3322.1292 | 3385.8968
4234.9403 | 4150.2415 | 4229.9045
4655.0913 | 4561.9895 | 4649.5559
4663.4007 | 4570.1327 | 4657.8553
4180.4391 | 4096.8303 | 4175.4681
3396.0759 | 3328.1543 | 3392.0375
2235.5758 | 2190.8643 | 2232.9174
678.984 | 665.4043 | 678.1766
0 | 0 | 0
0 | 0 | 0
0 | 0 | 0
0 | 0 | 0
0 | 0 | 0
0 | 0 | 0
0 | 0 | 0
0 | 0 | 0
0 | 0 | 0
0 | 0 | 0
0 | 0 | 0
0 | 0 | 0
0 | 0 | 0
0 | 0 | 0
26.0603 | 25.5391 | 26.0293
1174.5007 | 1151.0107 | 1173.1041
2190.3744 | 2146.5669 | 2187.7698
3615.1251 | 3542.8226 | 3610.8263
3880.8264 | 3803.2099 | 3876.2116
4560.8449 | 4469.628 | 4555.4215
4154.8385 | 4071.7418 | 4149.8979
3388.1269 | 3320.3644 | 3384.098
2164.3821 | 2121.0945 | 2161.8084
636.0904 | 623.3686 | 635.334
0 | 0 | 0
0 | 0 | 0
0 | 0 | 0
0 | 0 | 0
0 | 0 | 0
0 | 0 | 0
0 | 0 | 0
0 | 0 | 0
0 | 0 | 0
0 | 0 | 0
0 | 0 | 0
0 | 0 | 0
0 | 0 | 0
0 | 0 | 0
14.2132 | 13.9289 | 14.1963
1029.3136 | 1008.7273 | 1028.0896
2266.8775 | 2221.54 | 2264.1819
4380.7411 | 4293.1263 | 4375.5319
4843.6102 | 4746.738 | 4837.8505
4786.0909 | 4690.3691 | 4780.3997
4375.077 | 4287.5755 | 4369.8745
3560.1815 | 3488.9778 | 3555.948
2264.5074 | 2219.2173 | 2261.8147
669.5774 | 656.1859 | 668.7812
0 | 0 | 0
0 | 0 | 0
0 | 0 | 0
0 | 0 | 0
0 | 0 | 0
0 | 0 | 0
0 | 0 | 0
0 | 0 | 0
0 | 0 | 0
0 | 0 | 0
0 | 0 | 0
0 | 0 | 0
0 | 0 | 0
0 | 0 | 0
46.2498 | 45.3248 | 46.1948
1346.9184 | 1319.98 | 1345.3167
2342.4969 | 2295.6469 | 2339.7114
4400.3398 | 4312.333 | 4395.1072
4927.7612 | 4829.2059 | 4921.9015
4935.7415 | 4837.0266 | 4929.8723
4548.7208 | 4457.7464 | 4543.3118
3722.4952 | 3648.0453 | 3718.0688
2461.2382 | 2412.0134 | 2458.3115
850.7592 | 833.744 | 849.7476
0 | 0 | 0
0 | 0 | 0
0 | 0 | 0
0 | 0 | 0
0 | 0 | 0
0 | 0 | 0
0 | 0 | 0
0 | 0 | 0
0 | 0 | 0
0 | 0 | 0
0 | 0 | 0
0 | 0 | 0
0 | 0 | 0
0 | 0 | 0
52.9151 | 51.8568 | 52.8522
1125.8946 | 1103.3767 | 1124.5558
2731.0192 | 2676.3988 | 2727.7717
3536.5369 | 3465.8062 | 3532.3316
4200.9461 | 4116.9272 | 4195.9507
3505.828 | 3435.7114 | 3501.6591
3825.4941 | 3748.9842 | 3820.9451
2892.5954 | 2834.7435 | 2889.1557
681.4115 | 667.7832 | 680.6012
91.0094 | 89.1892 | 90.9012
0 | 0 | 0
0 | 0 | 0
0 | 0 | 0
0 | 0 | 0
0 | 0 | 0
0 | 0 | 0
0 | 0 | 0
0 | 0 | 0
0 | 0 | 0
0 | 0 | 0
0 | 0 | 0
0 | 0 | 0
0 | 0 | 0
0 | 0 | 0
71.8548 | 70.4177 | 71.7694
796.7768 | 780.8413 | 795.8294
2260.937 | 2215.7183 | 2258.2485
4283.5478 | 4197.8769 | 4278.4542
4753.6028 | 4658.5308 | 4747.9502
4737.5645 | 4642.8132 | 4731.931
4346.6801 | 4259.7465 | 4341.5114
3493.0497 | 3423.1887 | 3488.8961
2248.1144 | 2203.1521 | 2245.4411
697.0884 | 683.1466 | 696.2594
0 | 0 | 0
0 | 0 | 0
0 | 0 | 0
0 | 0 | 0
0 | 0 | 0
0 | 0 | 0
0 | 0 | 0
0 | 0 | 0
0 | 0 | 0
0 | 0 | 0
0 | 0 | 0
0 | 0 | 0
0 | 0 | 0
0 | 0 | 0
40.0186 | 39.2182 | 39.971
1242.5249 | 1217.6744 | 1241.0474
3460.7751 | 3391.5596 | 3456.6598
4395.226 | 4307.3214 | 4389.9995
4906.6702 | 4808.5368 | 4900.8356
4929.9338 | 4831.3352 | 4924.0716
4438.0334 | 4349.2727 | 4432.756
3644.7737 | 3571.8782 | 3640.4396
2416.2397 | 2367.9149 | 2413.3665
850.9228 | 833.9043 | 849.9109
0 | 0 | 0
0 | 0 | 0
0 | 0 | 0
0 | 0 | 0
0 | 0 | 0
0 | 0 | 0
0 | 0 | 0
0 | 0 | 0
0 | 0 | 0
0 | 0 | 0
0 | 0 | 0
0 | 0 | 0
0 | 0 | 0
0 | 0 | 0
46.1853 | 45.2616 | 46.1304
1014.9889 | 994.6892 | 1013.782
2336.7064 | 2289.9722 | 2333.9277
4431.2661 | 4342.6408 | 4425.9968
4927.4933 | 4828.9434 | 4921.6339
4987.0634 | 4887.3221 | 4981.1332
4529.7963 | 4439.2003 | 4524.4098
3353.1656 | 3286.1023 | 3349.1783
2424.3011 | 2375.8151 | 2421.4183
836.656 | 819.9229 | 835.6611
0 | 0 | 0
0 | 0 | 0
0 | 0 | 0
0 | 0 | 0
0 | 0 | 0
0 | 0 | 0
0 | 0 | 0
0 | 0 | 0
0 | 0 | 0
0 | 0 | 0
0 | 0 | 0
0 | 0 | 0
0 | 0 | 0
0 | 0 | 0
26.6578 | 26.1246 | 26.6261
472.8353 | 463.3786 | 472.2731
720.4357 | 706.027 | 719.579
1396.8391 | 1368.9023 | 1395.1781
3806.2374 | 3730.1127 | 3801.7113
3396.1375 | 3328.2148 | 3392.0991
3202.7505 | 3138.6955 | 3198.9421
541.5724 | 530.7409 | 540.9284
1311.0863 | 1284.8646 | 1309.5273
342.4439 | 335.595 | 342.0367
0 | 0 | 0
0 | 0 | 0
0 | 0 | 0
0 | 0 | 0
0 | 0 | 0
0 | 0 | 0
0 | 0 | 0
0 | 0 | 0
0 | 0 | 0
0 | 0 | 0
0 | 0 | 0
0 | 0 | 0
0 | 0 | 0
0 | 0 | 0
47.4347 | 46.486 | 47.3783
2096.975 | 2055.0355 | 2094.4815
3513.2409 | 3442.9761 | 3509.0632
4437.866 | 4349.1087 | 4432.5889
4930.5043 | 4831.8943 | 4924.6414
4327.9364 | 4241.3777 | 4322.79
4551.5759 | 4460.5444 | 4546.1635
3727.5378 | 3652.987 | 3723.1053
2407.7651 | 2359.6098 | 2404.9019
814.5219 | 798.2314 | 813.5533
0 | 0 | 0
0 | 0 | 0
0 | 0 | 0
0 | 0 | 0
0 | 0 | 0
0 | 0 | 0
0 | 0 | 0
0 | 0 | 0
0 | 0 | 0
0 | 0 | 0
0 | 0 | 0
0 | 0 | 0
0 | 0 | 0
0 | 0 | 0
53.8315 | 52.7549 | 53.7675
974.1726 | 954.6891 | 973.0142
3426.9846 | 3358.4449 | 3422.9095
4425.8295 | 4337.3129 | 4420.5666
4961.0141 | 4861.7938 | 4955.1148
4997.0801 | 4897.1385 | 4991.138
4584.7547 | 4493.0596 | 4579.3029
3686.0543 | 3612.3332 | 3681.6712
697.3739 | 683.4265 | 696.5447
127.883 | 125.3253 | 127.7309
0 | 0 | 0
0 | 0 | 0
0 | 0 | 0
0 | 0 | 0
0 | 0 | 0
0 | 0 | 0
0 | 0 | 0
0 | 0 | 0
0 | 0 | 0
0 | 0 | 0
0 | 0 | 0
0 | 0 | 0
0 | 0 | 0
0 | 0 | 0
0 | 0 | 0
93.7227 | 91.8482 | 93.6112
747.6934 | 732.7395 | 746.8043
4053.7144 | 3972.6401 | 4048.8941
1408.2863 | 1380.1206 | 1406.6117
1000.0384 | 980.0377 | 998.8493
614.2014 | 601.9174 | 613.471
400.4831 | 392.4735 | 400.0069
2036.2701 | 1995.5447 | 2033.8488
525.3357 | 514.829 | 524.711
0 | 0 | 0
0 | 0 | 0
0 | 0 | 0
0 | 0 | 0
0 | 0 | 0
0 | 0 | 0
0 | 0 | 0
0 | 0 | 0
0 | 0 | 0
0 | 0 | 0
0 | 0 | 0
0 | 0 | 0
0 | 0 | 0
0 | 0 | 0
8.9461 | 8.7671 | 8.9354
2037.7886 | 1997.0328 | 2035.3654
3567.3164 | 3495.9701 | 3563.0744
745.5809 | 730.6692 | 744.6943
1421.4201 | 1392.9917 | 1419.7298
5230.4453 | 5125.8364 | 5224.2257
1455.5728 | 1426.4613 | 1453.8419
832.8954 | 816.2375 | 831.905
441.3312 | 432.5046 | 440.8064
93.6578 | 91.7846 | 93.5464
0 | 0 | 0
0 | 0 | 0
0 | 0 | 0
0 | 0 | 0
0 | 0 | 0
0 | 0 | 0
0 | 0 | 0
0 | 0 | 0
0 | 0 | 0
0 | 0 | 0
0 | 0 | 0
0 | 0 | 0
0 | 0 | 0
0 | 0 | 0
8.4986 | 8.3286 | 8.4885
350.7601 | 343.7449 | 350.343
960.0952 | 940.8933 | 958.9535
1666.5051 | 1633.175 | 1664.5234
1251.6723 | 1226.6388 | 1250.1839
5317.2271 | 5210.8825 | 5310.9043
4869.2527 | 4771.8677 | 4863.4626
3937.7539 | 3858.9988 | 3933.0714
2629.2513 | 2576.6663 | 2626.1248
960.7246 | 941.5101 | 959.5822
0 | 0 | 0
0 | 0 | 0
0 | 0 | 0
0 | 0 | 0
0 | 0 | 0
0 | 0 | 0
0 | 0 | 0
0 | 0 | 0
0 | 0 | 0
0 | 0 | 0
0 | 0 | 0
0 | 0 | 0
0 | 0 | 0
0 | 0 | 0
165.1907 | 161.8869 | 164.9943
2202.1889 | 2158.1451 | 2199.5703
3679.9557 | 3606.3566 | 3675.5798
4580.3384 | 4488.7316 | 4574.8918
5075.2178 | 4973.7134 | 5069.1827
5131.2457 | 5028.6208 | 5125.1441
4746.8594 | 4651.9222 | 4741.2148
3958.7202 | 3879.5458 | 3954.0129
2736.6999 | 2681.9659 | 2733.4456
1047.0954 | 1026.1535 | 1045.8503
0 | 0 | 0
0 | 0 | 0
0 | 0 | 0
0 | 0 | 0
0 | 0 | 0
0 | 0 | 0
0 | 0 | 0
0 | 0 | 0
0 | 0 | 0
0 | 0 | 0
0 | 0 | 0
0 | 0 | 0
0 | 0 | 0
0 | 0 | 0
60.3529 | 59.1458 | 60.2811
812.4463 | 796.1974 | 811.4803
495.3063 | 485.4001 | 494.7173
872.5765 | 855.125 | 871.5389
1183.1409 | 1159.4781 | 1181.734
1474.9056 | 1445.4075 | 1473.1518
2614.7071 | 2562.4129 | 2611.5979
980.9463 | 961.3274 | 979.7799
219.9111 | 215.5128 | 219.6496
953.2861 | 934.2204 | 952.1526
0 | 0 | 0
0 | 0 | 0
0 | 0 | 0
0 | 0 | 0
0 | 0 | 0
0 | 0 | 0
0 | 0 | 0
0 | 0 | 0
0 | 0 | 0
0 | 0 | 0
0 | 0 | 0
0 | 0 | 0
0 | 0 | 0
0 | 0 | 0
579.8201 | 568.2237 | 579.1306
2249.7523 | 2204.7573 | 2247.0771
3705.5537 | 3631.4427 | 3701.1474
4724.687 | 4630.1933 | 4719.0688
5255.8501 | 5150.7331 | 5249.6003
5314.7202 | 5208.4258 | 5308.4003
4826.2381 | 4729.7133 | 4820.4991
4006.8744 | 3926.7369 | 4002.1097
2761.6652 | 2706.4319 | 2758.3813
1091.499 | 1069.669 | 1090.2011
0 | 0 | 0
0 | 0 | 0
0 | 0 | 0
0 | 0 | 0
0 | 0 | 0
0 | 0 | 0
0 | 0 | 0
0 | 0 | 0
0 | 0 | 0
0 | 0 | 0
0 | 0 | 0
0 | 0 | 0
0 | 0 | 0
0 | 0 | 0
0 | 0 | 0
2272.7204 | 2227.266 | 2270.0179
3681.347 | 3607.7201 | 3676.9695
1730.5146 | 1695.9043 | 1728.4568
2501.234 | 2451.2093 | 2498.2597
4441.6362 | 4352.8035 | 4436.3546
2476.6581 | 2427.1249 | 2473.713
2321.458 | 2275.0288 | 2318.6975
1528.9711 | 1498.3917 | 1527.153
672.2045 | 658.7604 | 671.4052
0 | 0 | 0
0 | 0 | 0
0 | 0 | 0
0 | 0 | 0
0 | 0 | 0
0 | 0 | 0
0 | 0 | 0
0 | 0 | 0
0 | 0 | 0
0 | 0 | 0
0 | 0 | 0
0 | 0 | 0
0 | 0 | 0
0 | 0 | 0
7.8598 | 7.7026 | 7.8505
1529.1623 | 1498.5791 | 1527.344
2529.2317 | 2478.647 | 2526.2241
4531.7601 | 4441.1249 | 4526.3713
5045.6988 | 4944.7848 | 5039.6988
5107.9276 | 5005.7691 | 5101.8537
4803.0941 | 4707.0322 | 4797.3827
2226.2073 | 2181.6832 | 2223.5601
2645.8254 | 2592.9089 | 2642.6792
997.6076 | 977.6555 | 996.4214
0 | 0 | 0
0 | 0 | 0
0 | 0 | 0
0 | 0 | 0
0 | 0 | 0
0 | 0 | 0
0 | 0 | 0
0 | 0 | 0
0 | 0 | 0
0 | 0 | 0
0 | 0 | 0
0 | 0 | 0
0 | 0 | 0
0 | 0 | 0
499.1669 | 489.1836 | 498.5734
2148.1976 | 2105.2337 | 2145.6432
3604.1016 | 3532.0196 | 3599.8159
4624.977 | 4532.4774 | 4619.4773
5154.5648 | 5051.4735 | 5148.4354
5221.6468 | 5117.2139 | 5215.4377
4848.2467 | 4751.2818 | 4842.4816
4023.0277 | 3942.5672 | 4018.2439
1171.6056 | 1148.1735 | 1170.2124
597.9878 | 586.028 | 597.2767
0 | 0 | 0
0 | 0 | 0
0 | 0 | 0
0 | 0 | 0
0 | 0 | 0
0 | 0 | 0
0 | 0 | 0
0 | 0 | 0
0 | 0 | 0
0 | 0 | 0
0 | 0 | 0
0 | 0 | 0
0 | 0 | 0
0 | 0 | 0
497.8069 | 487.8508 | 497.215
640.6877 | 627.874 | 639.9259
746.9793 | 732.0397 | 746.091
2754.2787 | 2699.1932 | 2751.0036
3249.7608 | 3184.7656 | 3245.8964
4193.7262 | 4109.8517 | 4188.7394
4995.1733 | 4895.2698 | 4989.2334
4118.7411 | 4036.3663 | 4113.8435
1037.6693 | 1016.916 | 1036.4354
1124.0902 | 1101.6084 | 1122.7536
0 | 0 | 0
0 | 0 | 0
0 | 0 | 0
0 | 0 | 0
0 | 0 | 0
0 | 0 | 0
0 | 0 | 0
0 | 0 | 0
0 | 0 | 0
0 | 0 | 0
0 | 0 | 0
0 | 0 | 0
0 | 0 | 0
0 | 0 | 0
568.0848 | 556.7231 | 567.4093
1302.5329 | 1276.4822 | 1300.984
2911.6997 | 2853.4657 | 2908.2374
3673.6069 | 3600.1347 | 3669.2385
4714.5174 | 4620.2271 | 4708.9113
4261.7464 | 4176.5115 | 4256.6787
4422.2567 | 4333.8116 | 4416.9981
3462.0941 | 3392.8522 | 3457.9773
2094.7937 | 2052.8978 | 2092.3027
766.9133 | 751.575 | 766.0014
0 | 0 | 0
0 | 0 | 0
0 | 0 | 0
0 | 0 | 0
0 | 0 | 0
0 | 0 | 0
0 | 0 | 0
0 | 0 | 0
0 | 0 | 0
0 | 0 | 0
0 | 0 | 0
0 | 0 | 0
0 | 0 | 0
0 | 0 | 0
60.4822 | 59.2726 | 60.4103
455.6013 | 446.4893 | 455.0595
807.4287 | 791.2801 | 806.4685
1051.8266 | 1030.7901 | 1050.5759
1124.2785 | 1101.7929 | 1122.9416
1382.7196 | 1355.0653 | 1381.0754
1585.3957 | 1553.6878 | 1583.5105
287.0536 | 281.3125 | 286.7123
1896.0342 | 1858.1135 | 1893.7796
210.7935 | 206.5777 | 210.5429
0 | 0 | 0
0 | 0 | 0
0 | 0 | 0
0 | 0 | 0
0 | 0 | 0
0 | 0 | 0
0 | 0 | 0
0 | 0 | 0
0 | 0 | 0
0 | 0 | 0
0 | 0 | 0
0 | 0 | 0
0 | 0 | 0
0 | 0 | 0
61.4721 | 60.2427 | 61.399
304.7008 | 298.6068 | 304.3385
403.9357 | 395.857 | 403.4554
636.5258 | 623.7953 | 635.7689
1837.8181 | 1801.0618 | 1835.6328
5304.2071 | 5198.1229 | 5297.8997
3191.6609 | 3127.8277 | 3187.8657
1013.8006 | 993.5246 | 1012.5951
1576.2731 | 1544.7477 | 1574.3988
239.8476 | 235.0507 | 239.5624
0 | 0 | 0
0 | 0 | 0
0 | 0 | 0
0 | 0 | 0
0 | 0 | 0
0 | 0 | 0
0 | 0 | 0
0 | 0 | 0
0 | 0 | 0
0 | 0 | 0
0 | 0 | 0
0 | 0 | 0
0 | 0 | 0
0 | 0 | 0
21.2653 | 20.8399 | 21.24
882.9365 | 865.2778 | 881.8866
2787.926 | 2732.1675 | 2784.6108
923.5474 | 905.0764 | 922.4492
1926.6587 | 1888.1255 | 1924.3677
5650.992 | 5537.9722 | 5644.2723
5247.262 | 5142.3167 | 5241.0224
4329.2741 | 4242.6886 | 4324.126
2970.6895 | 2911.2757 | 2967.157
1274.8741 | 1249.3766 | 1273.3582
0 | 0 | 0
0 | 0 | 0
0 | 0 | 0
0 | 0 | 0
0 | 0 | 0
0 | 0 | 0
0 | 0 | 0
0 | 0 | 0
0 | 0 | 0
0 | 0 | 0
0 | 0 | 0
0 | 0 | 0
0 | 0 | 0
0 | 0 | 0
619.3612 | 606.9739 | 618.6247
2327.5174 | 2280.9671 | 2324.7497
3837.1513 | 3760.4083 | 3832.5885
4915.8412 | 4817.5244 | 4909.9957
3129.2018 | 3066.6177 | 3125.4808
2639.4193 | 2586.6309 | 2636.2807
2926.0315 | 2867.5108 | 2922.5521
3841.7829 | 3764.9473 | 3837.2146
2097.2779 | 2055.3324 | 2094.784
720.1566 | 705.7534 | 719.3002
0 | 0 | 0
0 | 0 | 0
0 | 0 | 0
0 | 0 | 0
0 | 0 | 0
0 | 0 | 0
0 | 0 | 0
0 | 0 | 0
0 | 0 | 0
0 | 0 | 0
0 | 0 | 0
0 | 0 | 0
0 | 0 | 0
0 | 0 | 0
628.402 | 615.834 | 627.6548
2335.5262 | 2288.8157 | 2332.749
3782.2009 | 3706.5569 | 3777.7034
4789.5051 | 4693.715 | 4783.8099
5328.9107 | 5222.3325 | 5322.574
5394.06 | 5286.1788 | 5387.6458
5014.0185 | 4913.7381 | 5008.0562
4280.323 | 4194.7165 | 4275.2332
2962.0838 | 2902.8421 | 2958.5615
1279.5002 | 1253.9102 | 1277.9787
0 | 0 | 0
0 | 0 | 0
0 | 0 | 0
0 | 0 | 0
0 | 0 | 0
0 | 0 | 0
0 | 0 | 0
0 | 0 | 0
0 | 0 | 0
0 | 0 | 0
0 | 0 | 0
0 | 0 | 0
0 | 0 | 0
0 | 0 | 0
590.1235 | 578.3211 | 589.4218
2263.9408 | 2218.662 | 2261.2487
3737.397 | 3662.649 | 3732.9528
2550.6141 | 2499.6018 | 2547.5811
2224.8544 | 2180.3573 | 2222.2088
2176.6479 | 2133.1149 | 2174.0596
1834.8356 | 1798.1389 | 1832.6537
2503.3411 | 2453.2743 | 2500.3644
1083.6109 | 1061.9387 | 1082.3224
475.8199 | 466.3035 | 475.2541
0 | 0 | 0
0 | 0 | 0
0 | 0 | 0
0 | 0 | 0
0 | 0 | 0
0 | 0 | 0
0 | 0 | 0
0 | 0 | 0
0 | 0 | 0
0 | 0 | 0
0 | 0 | 0
0 | 0 | 0
0 | 0 | 0
0 | 0 | 0
594.0647 | 582.1834 | 593.3583
1773.5091 | 1738.0389 | 1771.4002
3349.3239 | 3282.3374 | 3345.3412
4604.4041 | 4512.3161 | 4598.929
5184.0983 | 5080.4164 | 5177.9338
5279.3459 | 5173.759 | 5273.0681
4900.9833 | 4802.9636 | 4895.1554
4093.7766 | 4011.901 | 4088.9086
2871.9692 | 2814.5298 | 2868.5541
1316.6522 | 1290.3192 | 1315.0865
0 | 0 | 0
0 | 0 | 0
0 | 0 | 0
0 | 0 | 0
0 | 0 | 0
0 | 0 | 0
0 | 0 | 0
0 | 0 | 0
0 | 0 | 0
0 | 0 | 0
0 | 0 | 0
0 | 0 | 0
0 | 0 | 0
0 | 0 | 0
493.4518 | 483.5828 | 492.8651
2111.3446 | 2069.1177 | 2108.834
1397.7341 | 1369.7794 | 1396.072
4649.9941 | 4556.9942 | 4644.4647
5126.0614 | 5023.5402 | 5119.966
5194.6332 | 5090.7405 | 5188.4562
4786.7609 | 4691.0257 | 4781.0689
3966.379 | 3887.0514 | 3961.6625
2812.9833 | 2756.7236 | 2809.6383
1271.7346 | 1246.2999 | 1270.2223
0 | 0 | 0
0 | 0 | 0
0 | 0 | 0
0 | 0 | 0
0 | 0 | 0
0 | 0 | 0
0 | 0 | 0
0 | 0 | 0
0 | 0 | 0
0 | 0 | 0
0 | 0 | 0
0 | 0 | 0
0 | 0 | 0
0 | 0 | 0
96.9812 | 95.0415 | 96.8658
520.3001 | 509.8941 | 519.6815
167.8182 | 164.4619 | 167.6187
418.0597 | 409.6985 | 417.5626
552.4385 | 541.3897 | 551.7816
635.8633 | 623.1461 | 635.1072
783.7138 | 768.0395 | 782.7819
902.268 | 884.2226 | 901.1951
1670.8112 | 1637.395 | 1668.8244
1307.9965 | 1281.8365 | 1306.4411
0 | 0 | 0
0 | 0 | 0
0 | 0 | 0
0 | 0 | 0
0 | 0 | 0
0 | 0 | 0
0 | 0 | 0
0 | 0 | 0
0 | 0 | 0
0 | 0 | 0
0 | 0 | 0
0 | 0 | 0
0 | 0 | 0
0 | 0 | 0
310.5144 | 304.3041 | 310.1451
1509.911 | 1479.7127 | 1508.1155
2368.0091 | 2320.649 | 2365.1933
4024.9885 | 3944.4887 | 4020.2023
5192.7346 | 5088.8799 | 5186.5599
5204.226 | 5100.1415 | 5198.0376
3832.5899 | 3755.9381 | 3828.0325
4030.6627 | 3950.0494 | 4025.8698
2453.4416 | 2404.3727 | 2450.5241
1086.0386 | 1064.3179 | 1084.7472
0 | 0 | 0
0 | 0 | 0
0 | 0 | 0
0 | 0 | 0
0 | 0 | 0
0 | 0 | 0
0 | 0 | 0
0 | 0 | 0
0 | 0 | 0
0 | 0 | 0
0 | 0 | 0
0 | 0 | 0
0 | 0 | 0
0 | 0 | 0
511.3689 | 501.1415 | 510.7608
2491.7562 | 2441.9211 | 2488.7932
3883.0169 | 3805.3566 | 3878.3996
4861.8942 | 4764.6564 | 4856.1129
5354.6859 | 5247.5922 | 5348.3186
5380.357 | 5272.7499 | 5373.9592
5012.0355 | 4911.7948 | 5006.0756
4207.2836 | 4123.1379 | 4202.2806
3001.1135 | 2941.0912 | 2997.5448
1435.8574 | 1407.1402 | 1434.15
0 | 0 | 0
0 | 0 | 0
0 | 0 | 0
0 | 0 | 0
0 | 0 | 0
0 | 0 | 0
0 | 0 | 0
0 | 0 | 0
0 | 0 | 0
0 | 0 | 0
0 | 0 | 0
0 | 0 | 0
0 | 0 | 0
0 | 0 | 0
789.9661 | 774.1668 | 789.0267
2007.3956 | 1967.2477 | 2005.0086
3215.1909 | 3150.8871 | 3211.3677
4797.3124 | 4701.3661 | 4791.6078
5304.8408 | 5198.744 | 5298.5327
5352.1801 | 5245.1365 | 5345.8157
4933.6247 | 4834.9522 | 4927.7581
4127.7997 | 4045.2437 | 4122.8913
2930.232 | 2871.6274 | 2926.7476
1403.3925 | 1375.3246 | 1401.7237
0 | 0 | 0
0 | 0 | 0
0 | 0 | 0
0 | 0 | 0
0 | 0 | 0
0 | 0 | 0
0 | 0 | 0
0 | 0 | 0
0 | 0 | 0
0 | 0 | 0
0 | 0 | 0
0 | 0 | 0
0 | 0 | 0
0 | 0 | 0
723.0844 | 708.6227 | 722.2246
2311.4177 | 2265.1893 | 2308.6691
3582.521 | 3510.8706 | 3578.2609
4557.7431 | 4466.5883 | 4552.3234
5049.3156 | 4948.3293 | 5043.3114
5112.5823 | 5010.3307 | 5106.5029
4867.4298 | 4770.0812 | 4861.6419
4146.2952 | 4063.3693 | 4141.3648
2962.1698 | 2902.9264 | 2958.6474
1419.8991 | 1391.5011 | 1418.2107
0 | 0 | 0
0 | 0 | 0
0 | 0 | 0
0 | 0 | 0
0 | 0 | 0
0 | 0 | 0
0 | 0 | 0
0 | 0 | 0
0 | 0 | 0
0 | 0 | 0
0 | 0 | 0
0 | 0 | 0
0 | 0 | 0
0 | 0 | 0
781.1406 | 765.5178 | 780.2118
2436.8198 | 2388.0834 | 2433.9221
3781.249 | 3705.624 | 3776.7527
4743.0156 | 4648.1553 | 4737.3756
5221.6044 | 5117.1723 | 5215.3953
5285.8494 | 5180.1324 | 5279.5639
4928.5503 | 4829.9793 | 4922.6897
4098.9608 | 4016.9816 | 4094.0867
2902.7453 | 2844.6904 | 2899.2936
1443.0178 | 1414.1575 | 1441.3019
0 | 0 | 0
0 | 0 | 0
0 | 0 | 0
0 | 0 | 0
0 | 0 | 0
0 | 0 | 0
0 | 0 | 0
0 | 0 | 0
0 | 0 | 0
0 | 0 | 0
0 | 0 | 0
0 | 0 | 0
0 | 0 | 0
0 | 0 | 0
467.9763 | 458.6168 | 467.4198
2441.39 | 2392.5622 | 2438.4869
3786.5185 | 3710.7882 | 3782.0159
4693.7705 | 4599.8951 | 4688.1891
5190.2039 | 5086.3998 | 5184.0321
5259.7882 | 5154.5924 | 5253.5336
4894.5424 | 4796.6516 | 4888.7223
4135.2668 | 4052.5615 | 4130.3495
2745.6971 | 2690.7832 | 2742.4321
1275.6612 | 1250.148 | 1274.1443
0 | 0 | 0
0 | 0 | 0
0 | 0 | 0
0 | 0 | 0
0 | 0 | 0
0 | 0 | 0
0 | 0 | 0
0 | 0 | 0
0 | 0 | 0
0 | 0 | 0
0 | 0 | 0
0 | 0 | 0
0 | 0 | 0
0 | 0 | 0
0 | 0 | 0
128.7603 | 126.1851 | 128.6072
1004.9578 | 984.8586 | 1003.7628
1779.3175 | 1743.7311 | 1777.2017
3788.0772 | 3712.3156 | 3783.5727
4240.8005 | 4155.9845 | 4235.7577
2972.5018 | 2913.0518 | 2968.9672
4326.3166 | 4239.7903 | 4321.1721
3062.7304 | 3001.4758 | 3059.0884
1537.963 | 1507.2038 | 1536.1342
0 | 0 | 0
0 | 0 | 0
0 | 0 | 0
0 | 0 | 0
0 | 0 | 0
0 | 0 | 0
0 | 0 | 0
0 | 0 | 0
0 | 0 | 0
0 | 0 | 0
0 | 0 | 0
0 | 0 | 0
0 | 0 | 0
0 | 0 | 0
58.8614 | 57.6842 | 58.7914
1838.7569 | 1801.9818 | 1836.5704
2981.3024 | 2921.6763 | 2977.7572
3868.9489 | 3791.57 | 3864.3483
4504.321 | 4414.2346 | 4498.9649
4480.3589 | 4390.7517 | 4475.0312
4641.8511 | 4549.0141 | 4636.3314
3444.2458 | 3375.3609 | 3440.1502
2259.0703 | 2213.8889 | 2256.384
1481.4002 | 1451.7722 | 1479.6386
0 | 0 | 0
0 | 0 | 0
0 | 0 | 0
0 | 0 | 0
0 | 0 | 0
0 | 0 | 0
0 | 0 | 0
0 | 0 | 0
0 | 0 | 0
0 | 0 | 0
0 | 0 | 0
0 | 0 | 0
0 | 0 | 0
0 | 0 | 0
526.8901 | 516.3523 | 526.2636
2457.6014 | 2408.4494 | 2454.679
3692.7794 | 3618.9238 | 3688.3882
4573.7929 | 4482.317 | 4568.3541
5161.8005 | 5058.5645 | 5155.6625
5238.3505 | 5133.5835 | 5232.1215
4780.2496 | 4684.6446 | 4774.5653
4086.187 | 4004.4632 | 4081.328
2965.9825 | 2906.6628 | 2962.4556
1499.2271 | 1469.2426 | 1497.4444
0 | 0 | 0
0 | 0 | 0
0 | 0 | 0
0 | 0 | 0
0 | 0 | 0
0 | 0 | 0
0 | 0 | 0
0 | 0 | 0
0 | 0 | 0
0 | 0 | 0
0 | 0 | 0
0 | 0 | 0
0 | 0 | 0
0 | 0 | 0
573.638 | 562.1652 | 572.9558
2561.3884 | 2510.1606 | 2558.3426
3855.8875 | 3778.7697 | 3851.3024
4734.212 | 4639.5277 | 4728.5824
5189.4956 | 5085.7056 | 5183.3246
5243.0912 | 5138.2294 | 5236.8566
4901.2113 | 4803.187 | 4895.3832
4161.2996 | 4078.0736 | 4156.3513
2992.936 | 2933.0773 | 2989.3771
1275.102 | 1249.6 | 1273.5857
0 | 0 | 0
0 | 0 | 0
0 | 0 | 0
0 | 0 | 0
0 | 0 | 0
0 | 0 | 0
0 | 0 | 0
0 | 0 | 0
0 | 0 | 0
0 | 0 | 0
0 | 0 | 0
0 | 0 | 0
0 | 0 | 0
0 | 0 | 0
64.5378 | 63.2471 | 64.4611
102.3108 | 100.2646 | 102.1892
1146.3352 | 1123.4085 | 1144.9721
1111.638 | 1089.4053 | 1110.3161
3302.696 | 3236.6421 | 3298.7687
4669.5285 | 4576.138 | 4663.9759
2832.6599 | 2776.0067 | 2829.2916
1990.7764 | 1950.9609 | 1988.4091
657.7561 | 644.601 | 656.974
187.0842 | 183.3425 | 186.8618
0 | 0 | 0
0 | 0 | 0
0 | 0 | 0
0 | 0 | 0
0 | 0 | 0
0 | 0 | 0
0 | 0 | 0
0 | 0 | 0
0 | 0 | 0
0 | 0 | 0
0 | 0 | 0
0 | 0 | 0
0 | 0 | 0
0 | 0 | 0
144.3824 | 141.4948 | 144.2107
156.3935 | 153.2657 | 156.2076
1102.632 | 1080.5794 | 1101.3208
117.1407 | 114.7978 | 117.0014
3854.8649 | 3777.7676 | 3850.281
3332.0207 | 3265.3803 | 3328.0586
3779.0994 | 3703.5174 | 3774.6056
3234.3676 | 3169.6802 | 3230.5215
1921.6759 | 1883.2423 | 1919.3908
1533.3495 | 1502.6825 | 1531.5262
0 | 0 | 0
0 | 0 | 0
0 | 0 | 0
0 | 0 | 0
0 | 0 | 0
0 | 0 | 0
0 | 0 | 0
0 | 0 | 0
0 | 0 | 0
0 | 0 | 0
0 | 0 | 0
0 | 0 | 0
0 | 0 | 0
0 | 0 | 0
973.9688 | 954.4894 | 972.8106
2793.1641 | 2737.3009 | 2789.8427
4331.3729 | 4244.7454 | 4326.2224
5409.8315 | 5301.6348 | 5403.3985
5954.3441 | 5835.2572 | 5947.2637
6030.6495 | 5910.0365 | 6023.4784
5629.3554 | 5516.7683 | 5622.6614
4781.9078 | 4686.2696 | 4776.2215
3467.4354 | 3398.0867 | 3463.3122
1738.0176 | 1703.2572 | 1735.9509
0 | 0 | 0
0 | 0 | 0
0 | 0 | 0
0 | 0 | 0
0 | 0 | 0
0 | 0 | 0
0 | 0 | 0
0 | 0 | 0
0 | 0 | 0
0 | 0 | 0
0 | 0 | 0
0 | 0 | 0
0 | 0 | 0
0 | 0 | 0
1010.3929 | 990.185 | 1009.1914
2715.8657 | 2661.5483 | 2712.6362
4125.0708 | 4042.5694 | 4120.1656
5066.4079 | 4965.0797 | 5060.3833
5570.4977 | 5459.0878 | 5563.8737
5635.5294 | 5522.8188 | 5628.828
5257.0424 | 5151.9015 | 5250.7911
4406.0515 | 4317.9305 | 4400.8122
3237.6393 | 3172.8865 | 3233.7893
1699.5168 | 1665.5264 | 1697.4959
216.8389 | 212.5021 | 216.581
0 | 0 | 0
0 | 0 | 0
0 | 0 | 0
0 | 0 | 0
0 | 0 | 0
0 | 0 | 0
0 | 0 | 0
0 | 0 | 0
0 | 0 | 0
0 | 0 | 0
0 | 0 | 0
0 | 0 | 0
0 | 0 | 0
1054.4747 | 1033.3852 | 1053.2208
2057.4337 | 2016.285 | 2054.9871
4122.6686 | 4040.2152 | 4117.7662
5027.0712 | 4926.5297 | 5021.0934
5563.1973 | 5451.9333 | 5556.582
5627.1822 | 5514.6385 | 5620.4908
5260.5473 | 5155.3363 | 5254.2919
4450.3212 | 4361.3148 | 4445.0293
3232.641 | 3167.9882 | 3228.797
1675.0181 | 1641.5177 | 1673.0263
56.3934 | 55.2655 | 56.3263
0 | 0 | 0
0 | 0 | 0
0 | 0 | 0
0 | 0 | 0
0 | 0 | 0
0 | 0 | 0
0 | 0 | 0
0 | 0 | 0
0 | 0 | 0
0 | 0 | 0
0 | 0 | 0
0 | 0 | 0
0 | 0 | 0
773.9689 | 758.4895 | 773.0485
2684.581 | 2630.8894 | 2681.3887
3978.7034 | 3899.1293 | 3973.9722
4824.3747 | 4727.8872 | 4818.638
5302.3655 | 5196.3182 | 5296.0604
5534.4726 | 5423.7832 | 5527.8915
5274.3088 | 5168.8226 | 5268.037
4336.8295 | 4250.0929 | 4331.6725
1794.9808 | 1759.0812 | 1792.8464
1321.7376 | 1295.3029 | 1320.1659
44.9248 | 44.0263 | 44.8714
0 | 0 | 0
0 | 0 | 0
0 | 0 | 0
0 | 0 | 0
0 | 0 | 0
0 | 0 | 0
0 | 0 | 0
0 | 0 | 0
0 | 0 | 0
0 | 0 | 0
0 | 0 | 0
0 | 0 | 0
0 | 0 | 0
110.8324 | 108.6158 | 110.7006
716.8195 | 702.4831 | 715.9671
1530.1748 | 1499.5713 | 1528.3553
2161.3844 | 2118.1567 | 2158.8142
2288.1299 | 2242.3673 | 2285.4091
1673.643 | 1640.1701 | 1671.6528
1363.3213 | 1336.0548 | 1361.7001
279.9595 | 274.3603 | 279.6266
262.2749 | 257.0294 | 261.9631
238.5427 | 233.7719 | 238.2591
0 | 0 | 0
0 | 0 | 0
0 | 0 | 0
0 | 0 | 0
0 | 0 | 0
0 | 0 | 0
0 | 0 | 0
0 | 0 | 0
0 | 0 | 0
0 | 0 | 0
0 | 0 | 0
0 | 0 | 0
0 | 0 | 0
0 | 0 | 0
81.7098 | 80.0757 | 81.6127
469.2087 | 459.8245 | 468.6507
1089.2164 | 1067.432 | 1087.9212
398.1012 | 390.1392 | 397.6278
1682.19 | 1648.5462 | 1680.1897
1464.6026 | 1435.3106 | 1462.861
2681.3378 | 2627.711 | 2678.1494
1300.7464 | 1274.7315 | 1299.1996
2141.4705 | 2098.6411 | 2138.9241
864.9096 | 847.6114 | 863.8811
35.4823 | 34.7726 | 35.4401
0 | 0 | 0
0 | 0 | 0
0 | 0 | 0
0 | 0 | 0
0 | 0 | 0
0 | 0 | 0
0 | 0 | 0
0 | 0 | 0
0 | 0 | 0
0 | 0 | 0
0 | 0 | 0
0 | 0 | 0
0 | 0 | 0
42.7633 | 41.9081 | 42.7125
2965.2892 | 2905.9834 | 2961.7631
964.0429 | 944.762 | 962.8965
2154.2356 | 2111.1509 | 2151.6739
634.3735 | 621.686 | 633.6191
6036.2405 | 5915.5157 | 6029.0627
5546.9014 | 5435.9634 | 5540.3055
4716.0041 | 4621.684 | 4710.3962
3438.3042 | 3369.5381 | 3434.2157
1799.9329 | 1763.9343 | 1797.7926
246.8638 | 241.9266 | 246.5703
0 | 0 | 0
0 | 0 | 0
0 | 0 | 0
0 | 0 | 0
0 | 0 | 0
0 | 0 | 0
0 | 0 | 0
0 | 0 | 0
0 | 0 | 0
0 | 0 | 0
0 | 0 | 0
0 | 0 | 0
0 | 0 | 0
1231.9832 | 1207.3435 | 1230.5182
3040.102 | 2979.3 | 3036.487
4425.8466 | 4337.3296 | 4420.5837
5391.0758 | 5283.2543 | 5384.6652
5748.8071 | 5633.8309 | 5741.9711
5799.7306 | 5683.7359 | 5792.834
5448.5811 | 5339.6095 | 5442.1021
4654.4566 | 4561.3674 | 4648.9219
3543.4281 | 3472.5595 | 3539.2145
1893.9317 | 1856.0531 | 1891.6796
298.4391 | 292.4703 | 298.0842
0 | 0 | 0
0 | 0 | 0
0 | 0 | 0
0 | 0 | 0
0 | 0 | 0
0 | 0 | 0
0 | 0 | 0
0 | 0 | 0
0 | 0 | 0
0 | 0 | 0
0 | 0 | 0
0 | 0 | 0
0 | 0 | 0
658.7377 | 645.563 | 657.9544
2199.081 | 2155.0993 | 2196.466
4341.9446 | 4255.1057 | 4336.7815
5333.7354 | 5227.0607 | 5327.3929
5022.0123 | 4921.572 | 5016.0405
4862.8409 | 4765.5841 | 4857.0584
4331.847 | 4245.2101 | 4326.696
4216.3378 | 4132.011 | 4211.3241
1803.6713 | 1767.5978 | 1801.5265
97.4158 | 95.4675 | 97.3
0 | 0 | 0
0 | 0 | 0
0 | 0 | 0
0 | 0 | 0
0 | 0 | 0
0 | 0 | 0
0 | 0 | 0
0 | 0 | 0
0 | 0 | 0
0 | 0 | 0
0 | 0 | 0
0 | 0 | 0
0 | 0 | 0
0 | 0 | 0
427.7633 | 419.208 | 427.2546
1145.2403 | 1122.3355 | 1143.8785
1366.9238 | 1339.5853 | 1365.2984
3513.5692 | 3443.2978 | 3509.3911
3769.782 | 3694.3863 | 3765.2992
977.4749 | 957.9254 | 976.3125
3080.0553 | 3018.4542 | 3076.3928
2071.9434 | 2030.5045 | 2069.4796
2438.6637 | 2389.8904 | 2435.7638
1303.123 | 1277.0605 | 1301.5734
94.556 | 92.6649 | 94.4436
0 | 0 | 0
0 | 0 | 0
0 | 0 | 0
0 | 0 | 0
0 | 0 | 0
0 | 0 | 0
0 | 0 | 0
0 | 0 | 0
0 | 0 | 0
0 | 0 | 0
0 | 0 | 0
0 | 0 | 0
0 | 0 | 0
28.8741 | 28.2966 | 28.8398
495.3829 | 485.4752 | 494.7938
1293.5253 | 1267.6548 | 1291.9872
2976.9109 | 2917.3727 | 2973.371
4149.5773 | 4066.5858 | 4144.643
5072.2906 | 4970.8448 | 5066.2591
2701.5404 | 2647.5096 | 2698.3279
4934.7906 | 4836.0948 | 4928.9226
3606.0163 | 3533.8959 | 3601.7283
1893.5137 | 1855.6434 | 1891.2621
280.05 | 274.449 | 279.7169
0 | 0 | 0
0 | 0 | 0
0 | 0 | 0
0 | 0 | 0
0 | 0 | 0
0 | 0 | 0
0 | 0 | 0
0 | 0 | 0
0 | 0 | 0
0 | 0 | 0
0 | 0 | 0
0 | 0 | 0
0 | 0 | 0
1260.4921 | 1235.2823 | 1258.9932
2942.1351 | 2883.2924 | 2938.6365
4305.7547 | 4219.6396 | 4300.6346
5368.2252 | 5260.8607 | 5361.8417
5959.9471 | 5840.7481 | 5952.86
5399.0494 | 5291.0684 | 5392.6293
3172.3517 | 3108.9046 | 3168.5794
4122.3758 | 4039.9283 | 4117.4738
3022.9833 | 2962.5236 | 3019.3886
1750.8119 | 1715.7957 | 1748.73
407.7007 | 399.5467 | 407.2159
0 | 0 | 0
0 | 0 | 0
0 | 0 | 0
0 | 0 | 0
0 | 0 | 0
0 | 0 | 0
0 | 0 | 0
0 | 0 | 0
0 | 0 | 0
0 | 0 | 0
0 | 0 | 0
0 | 0 | 0
0 | 0 | 0
1039.284 | 1018.4983 | 1038.0482
3118.3202 | 3055.9538 | 3114.6122
4438.649 | 4349.876 | 4433.3709
5397.8136 | 5289.8573 | 5391.395
5891.7121 | 5773.8779 | 5884.7062
5913.1332 | 5794.8705 | 5906.1018
5575.6074 | 5464.0952 | 5568.9773
4754.6475 | 4659.5545 | 4748.9936
3513.2748 | 3443.0093 | 3509.0971
1591.4396 | 1559.6109 | 1589.5472
256.2954 | 251.1695 | 255.9906
0 | 0 | 0
0 | 0 | 0
0 | 0 | 0
0 | 0 | 0
0 | 0 | 0
0 | 0 | 0
0 | 0 | 0
0 | 0 | 0
0 | 0 | 0
0 | 0 | 0
0 | 0 | 0
0 | 0 | 0
0 | 0 | 0
1307.8041 | 1281.648 | 1306.249
2951.2818 | 2892.2562 | 2947.7724
4307.5652 | 4221.4139 | 4302.443
5169.0715 | 5065.69 | 5162.9248
5610.8329 | 5498.6163 | 5604.161
5450.3102 | 5341.304 | 5443.8292
4892.2216 | 4794.3771 | 4886.4041
4471.3889 | 4381.9611 | 4466.0719
3319.1442 | 3252.7614 | 3315.1974
1678.0462 | 1644.4853 | 1676.0508
325.9276 | 319.409 | 325.54
0 | 0 | 0
0 | 0 | 0
0 | 0 | 0
0 | 0 | 0
0 | 0 | 0
0 | 0 | 0
0 | 0 | 0
0 | 0 | 0
0 | 0 | 0
0 | 0 | 0
0 | 0 | 0
0 | 0 | 0
0 | 0 | 0
1285.5029 | 1259.7929 | 1283.9743
2970.2084 | 2910.8042 | 2966.6765
4275.0377 | 4189.5369 | 4269.9542
5185.4953 | 5081.7854 | 5179.3291
5669.3564 | 5555.9693 | 5662.6149
5749.5968 | 5634.6048 | 5742.7598
5412.8451 | 5304.5882 | 5406.4086
4666.8527 | 4573.5157 | 4661.3033
3442.605 | 3373.7529 | 3438.5114
1850.9144 | 1813.8962 | 1848.7135
333.9048 | 327.2267 | 333.5078
0 | 0 | 0
0 | 0 | 0
0 | 0 | 0
0 | 0 | 0
0 | 0 | 0
0 | 0 | 0
0 | 0 | 0
0 | 0 | 0
0 | 0 | 0
0 | 0 | 0
0 | 0 | 0
0 | 0 | 0
0 | 0 | 0
915.0932 | 896.7914 | 914.0051
1440.373 | 1411.5655 | 1438.6602
3119.3788 | 3056.9913 | 3115.6695
3824.4015 | 3747.9135 | 3819.8539
4723.7393 | 4629.2645 | 4718.1222
1891.6475 | 1853.8146 | 1889.3981
481.2473 | 471.6223 | 480.675
724.8126 | 710.3164 | 723.9507
473.6307 | 464.1581 | 473.0675
97.246 | 95.3011 | 97.1304
0 | 0 | 0
0 | 0 | 0
0 | 0 | 0
0 | 0 | 0
0 | 0 | 0
0 | 0 | 0
0 | 0 | 0
0 | 0 | 0
0 | 0 | 0
0 | 0 | 0
0 | 0 | 0
0 | 0 | 0
0 | 0 | 0
0 | 0 | 0
666.6415 | 653.3087 | 665.8488
2706.6544 | 2652.5214 | 2703.4359
3642.8878 | 3570.0301 | 3638.556
4625.633 | 4533.1203 | 4620.1325
4718.3197 | 4623.9533 | 4712.7091
5663.3337 | 5550.0671 | 5656.5994
5183.5724 | 5079.9009 | 5177.4085
3727.4225 | 3652.8741 | 3722.9902
2351.6907 | 2304.6569 | 2348.8943
1463.8368 | 1434.56 | 1462.0961
230.4235 | 225.8151 | 230.1495
0 | 0 | 0
0 | 0 | 0
0 | 0 | 0
0 | 0 | 0
0 | 0 | 0
0 | 0 | 0
0 | 0 | 0
0 | 0 | 0
0 | 0 | 0
0 | 0 | 0
0 | 0 | 0
0 | 0 | 0
0 | 0 | 0
1107.3121 | 1085.1658 | 1105.9954
1685.885 | 1652.1673 | 1683.8802
2486.6364 | 2436.9037 | 2483.6795
3473.2743 | 3403.8089 | 3469.1442
2421.659 | 2373.2258 | 2418.7793
2426.3072 | 2377.781 | 2423.422
3709.2198 | 3635.0354 | 3704.8091
4007.9532 | 3927.7941 | 4003.1873
1236.1564 | 1211.4332 | 1234.6864
683.1931 | 669.5292 | 682.3807
95.8833 | 93.9656 | 95.7692
0 | 0 | 0
0 | 0 | 0
0 | 0 | 0
0 | 0 | 0
0 | 0 | 0
0 | 0 | 0
0 | 0 | 0
0 | 0 | 0
0 | 0 | 0
0 | 0 | 0
0 | 0 | 0
0 | 0 | 0
0 | 0 | 0
368.3558 | 360.9887 | 367.9178
830.1043 | 813.5022 | 829.1172
963.7087 | 944.4345 | 962.5627
2575.4712 | 2523.9617 | 2572.4086
3105.486 | 3043.3763 | 3101.7932
3370.9299 | 3303.5114 | 3366.9215
1536.24 | 1505.5152 | 1534.4132
899.2988 | 881.3128 | 898.2294
919.2956 | 900.9097 | 918.2025
880.0517 | 862.4507 | 879.0052
131.9073 | 129.2692 | 131.7505
0 | 0 | 0
0 | 0 | 0
0 | 0 | 0
0 | 0 | 0
0 | 0 | 0
0 | 0 | 0
0 | 0 | 0
0 | 0 | 0
0 | 0 | 0
0 | 0 | 0
0 | 0 | 0
0 | 0 | 0
0 | 0 | 0
591.8505 | 580.0135 | 591.1467
1472.5477 | 1443.0967 | 1470.7967
2378.8705 | 2331.2931 | 2376.0417
4128.1052 | 4045.5431 | 4123.1964
6152.6444 | 6029.5915 | 6145.3282
6160.1532 | 6036.9501 | 6152.828
2889.5918 | 2831.8 | 2886.1558
4161.419 | 4078.1906 | 4156.4706
3659.8252 | 3586.6287 | 3655.4732
1977.5759 | 1938.0244 | 1975.2244
362.049 | 354.808 | 361.6184
0 | 0 | 0
0 | 0 | 0
0 | 0 | 0
0 | 0 | 0
0 | 0 | 0
0 | 0 | 0
0 | 0 | 0
0 | 0 | 0
0 | 0 | 0
0 | 0 | 0
0 | 0 | 0
0 | 0 | 0
98.5815 | 96.6099 | 98.4643
1527.9159 | 1497.3576 | 1526.099
3296.7117 | 3230.7775 | 3292.7915
4736.8909 | 4642.1531 | 4731.2582
5672.3939 | 5558.946 | 5665.6488
6149.5053 | 6026.5152 | 6142.1928
6160.1532 | 6036.9501 | 6152.828
5745.8183 | 5630.9019 | 5738.9858
4895.484 | 4797.5743 | 4889.6627
3610.9288 | 3538.7102 | 3606.6349
1985.3097 | 1945.6035 | 1982.949
406.7253 | 398.5908 | 406.2417
0 | 0 | 0
0 | 0 | 0
0 | 0 | 0
0 | 0 | 0
0 | 0 | 0
0 | 0 | 0
0 | 0 | 0
0 | 0 | 0
0 | 0 | 0
0 | 0 | 0
0 | 0 | 0
0 | 0 | 0
59.142 | 57.9592 | 59.0717
1524.4392 | 1493.9504 | 1522.6265
3177.8414 | 3114.2846 | 3174.0626
4346.4345 | 4259.5058 | 4341.2661
5296.8444 | 5190.9075 | 5290.5458
5741.9533 | 5627.1142 | 5735.1254
5877.7739 | 5760.2184 | 5870.7845
5541.1383 | 5430.3156 | 5534.5493
4748.3382 | 4653.3715 | 4742.6919
3546.7938 | 3475.8579 | 3542.5763
1975.2527 | 1935.7477 | 1972.9039
413.8117 | 405.5354 | 413.3196
0 | 0 | 0
0 | 0 | 0
0 | 0 | 0
0 | 0 | 0
0 | 0 | 0
0 | 0 | 0
0 | 0 | 0
0 | 0 | 0
0 | 0 | 0
0 | 0 | 0
0 | 0 | 0
0 | 0 | 0
149.8676 | 146.8702 | 149.6894
1561.0764 | 1529.8549 | 1559.2201
3240.96 | 3176.1408 | 3237.1061
4518.8816 | 4428.5039 | 4513.5081
4671.3654 | 4577.9381 | 4665.8106
5029.3677 | 4928.7803 | 5023.3872
5009.9991 | 4909.7991 | 5004.0416
5185.3139 | 5081.6077 | 5179.148
4461.9764 | 4372.7368 | 4456.6705
3137.0103 | 3074.2701 | 3133.28
1708.7014 | 1674.5274 | 1706.6696
331.4278 | 324.7992 | 331.0337
0 | 0 | 0
0 | 0 | 0
0 | 0 | 0
0 | 0 | 0
0 | 0 | 0
0 | 0 | 0
0 | 0 | 0
0 | 0 | 0
0 | 0 | 0
0 | 0 | 0
0 | 0 | 0
0 | 0 | 0
98.1693 | 96.2059 | 98.0526
1057.5444 | 1036.3935 | 1056.2868
2983.6499 | 2923.9769 | 2980.102
4541.2353 | 4450.4106 | 4535.8353
5422.1602 | 5313.717 | 5415.7126
5872.8928 | 5755.4349 | 5865.9092
5896.416 | 5778.4877 | 5889.4045
5492.6642 | 5382.8109 | 5486.1328
4701.6544 | 4607.6213 | 4696.0636
3520.1517 | 3449.7487 | 3515.9658
1513.9446 | 1483.6658 | 1512.1444
18.7008 | 18.3268 | 18.6785
0 | 0 | 0
0 | 0 | 0
0 | 0 | 0
0 | 0 | 0
0 | 0 | 0
0 | 0 | 0
0 | 0 | 0
0 | 0 | 0
0 | 0 | 0
0 | 0 | 0
0 | 0 | 0
0 | 0 | 0
104.4038 | 102.3157 | 104.2796
1446.8498 | 1417.9128 | 1445.1293
3179.0596 | 3115.4784 | 3175.2793
4565.4395 | 4474.1307 | 4560.0106
5479.8142 | 5370.2179 | 5473.298
5908.7168 | 5790.5425 | 5901.6907
5963.4566 | 5844.1875 | 5956.3654
2102.1953 | 2060.1514 | 2099.6956
4651.2522 | 4558.2272 | 4645.7213
3525.2886 | 3454.7828 | 3521.0966
1071.464 | 1050.0347 | 1070.1899
405.2785 | 397.1729 | 404.7966
0 | 0 | 0
0 | 0 | 0
0 | 0 | 0
0 | 0 | 0
0 | 0 | 0
0 | 0 | 0
0 | 0 | 0
0 | 0 | 0
0 | 0 | 0
0 | 0 | 0
0 | 0 | 0
0 | 0 | 0
46.478 | 45.5485 | 46.4228
20.2394 | 19.8346 | 20.2153
1295.9221 | 1270.0037 | 1294.3811
2607.9991 | 2555.8392 | 2604.8979
3497.2735 | 3427.3281 | 3493.1149
4041.1307 | 3960.3081 | 4036.3253
5887.7543 | 5769.9993 | 5880.7531
5490.1563 | 5380.3532 | 5483.6279
4691.3807 | 4597.5531 | 4685.8021
3465.2316 | 3395.927 | 3461.111
1557.3327 | 1526.186 | 1555.4808
179.6298 | 176.0372 | 179.4162
0 | 0 | 0
0 | 0 | 0
0 | 0 | 0
0 | 0 | 0
0 | 0 | 0
0 | 0 | 0
0 | 0 | 0
0 | 0 | 0
0 | 0 | 0
0 | 0 | 0
0 | 0 | 0
0 | 0 | 0
202.691 | 198.6372 | 202.45
1377.6342 | 1350.0815 | 1375.9961
2710.9721 | 2656.7526 | 2707.7484
3201.01 | 3136.9898 | 3197.2036
4467.7757 | 4378.4202 | 4462.463
4765.0538 | 4669.7528 | 4759.3876
4044.0107 | 3963.1305 | 4039.2019
3649.0032 | 3576.0232 | 3644.6641
3472.6678 | 3403.2145 | 3468.5384
3272.8851 | 3207.4274 | 3268.9932
1463.6226 | 1434.3502 | 1461.8822
400.8486 | 392.8316 | 400.3719
0 | 0 | 0
0 | 0 | 0
0 | 0 | 0
0 | 0 | 0
0 | 0 | 0
0 | 0 | 0
0 | 0 | 0
0 | 0 | 0
0 | 0 | 0
0 | 0 | 0
0 | 0 | 0
0 | 0 | 0
160.3214 | 157.115 | 160.1308
1510.5543 | 1480.3432 | 1508.758
2563.9246 | 2512.6461 | 2560.8758
3272.1933 | 3206.7494 | 3268.3023
3664.2731 | 3590.9877 | 3659.9159
4538.4326 | 4447.6639 | 4533.0358
3740.4477 | 3665.6387 | 3735.9999
4252.231 | 4167.1864 | 4247.1746
4501.2908 | 4411.265 | 4495.9382
3430.9667 | 3362.3474 | 3426.8869
1969.556 | 1930.1649 | 1967.214
389.4158 | 381.6275 | 388.9528
0 | 0 | 0
0 | 0 | 0
0 | 0 | 0
0 | 0 | 0
0 | 0 | 0
0 | 0 | 0
0 | 0 | 0
0 | 0 | 0
0 | 0 | 0
0 | 0 | 0
0 | 0 | 0
0 | 0 | 0
165.2627 | 161.9575 | 165.0662
1358.6364 | 1331.4636 | 1357.0208
2757.1256 | 2701.983 | 2753.847
3189.8352 | 3126.0385 | 3186.0421
4761.066 | 4665.8447 | 4755.4045
5263.3547 | 5158.0876 | 5257.096
3864.2683 | 3786.983 | 3859.6733
2633.0997 | 2580.4377 | 2629.9687
3252.2086 | 3187.1644 | 3248.3413
1056.6246 | 1035.4921 | 1055.3681
1858.2113 | 1821.0471 | 1856.0017
368.1755 | 360.812 | 367.7377
0 | 0 | 0
0 | 0 | 0
0 | 0 | 0
0 | 0 | 0
0 | 0 | 0
0 | 0 | 0
0 | 0 | 0
0 | 0 | 0
0 | 0 | 0
0 | 0 | 0
0 | 0 | 0
0 | 0 | 0
229.0156 | 224.4353 | 228.7433
1399.1412 | 1371.1583 | 1397.4774
3310.0025 | 3243.8024 | 3306.0665
4615.0442 | 4522.7433 | 4609.5564
4666.1122 | 4572.79 | 4660.5637
5556.3445 | 5445.2176 | 5549.7373
5472.4111 | 5362.9629 | 5465.9038
5472.6857 | 5363.232 | 5466.1781
4677.7679 | 4584.2126 | 4672.2055
2714.6425 | 2660.3497 | 2711.4145
1333.5199 | 1306.8495 | 1331.9342
284.6041 | 278.912 | 284.2657
0 | 0 | 0
0 | 0 | 0
0 | 0 | 0
0 | 0 | 0
0 | 0 | 0
0 | 0 | 0
0 | 0 | 0
0 | 0 | 0
0 | 0 | 0
0 | 0 | 0
0 | 0 | 0
0 | 0 | 0
269.2316 | 263.847 | 268.9115
1668.757 | 1635.3819 | 1666.7727
3257.1519 | 3192.0089 | 3253.2788
4540.4871 | 4449.6774 | 4535.0879
5419.6264 | 5311.2339 | 5413.1818
5402.7823 | 5294.7267 | 5396.3578
4707.1983 | 4613.0543 | 4701.6009
4124.7604 | 4042.2652 | 4119.8556
3190.6865 | 3126.8728 | 3186.8924
2329.8715 | 2283.274 | 2327.101
1117.1829 | 1094.8393 | 1115.8545
276.6241 | 271.0916 | 276.2952
0 | 0 | 0
0 | 0 | 0
0 | 0 | 0
0 | 0 | 0
0 | 0 | 0
0 | 0 | 0
0 | 0 | 0
0 | 0 | 0
0 | 0 | 0
0 | 0 | 0
0 | 0 | 0
0 | 0 | 0
284.312 | 278.6257 | 283.9739
1744.9162 | 1710.0179 | 1742.8413
3348.499 | 3281.529 | 3344.5172
3064.009 | 3002.7288 | 3060.3655
3943.648 | 3864.7751 | 3938.9586
5163.6784 | 5060.4048 | 5157.5381
5194.9897 | 5091.0899 | 5188.8122
4899.6775 | 4801.6839 | 4893.8512
3896.2227 | 3818.2983 | 3891.5896
1584.907 | 1553.2088 | 1583.0223
611.8172 | 599.5809 | 611.0897
227.7518 | 223.1967 | 227.481
0 | 0 | 0
0 | 0 | 0
0 | 0 | 0
0 | 0 | 0
0 | 0 | 0
0 | 0 | 0
0 | 0 | 0
0 | 0 | 0
0 | 0 | 0
0 | 0 | 0
0 | 0 | 0
0 | 0 | 0
120.9903 | 118.5705 | 120.8464
719.6203 | 705.2278 | 718.7645
1523.6998 | 1493.2258 | 1521.8879
2171.849 | 2128.412 | 2169.2664
4831.9058 | 4735.2677 | 4826.1601
5444.6772 | 5335.7837 | 5438.2029
6109.9173 | 5987.7189 | 6102.6519
5419.7083 | 5311.3141 | 5413.2636
1999.7008 | 1959.7068 | 1997.3229
2641.6453 | 2588.8124 | 2638.5041
2074.6095 | 2033.1173 | 2072.1425
490.2721 | 480.4667 | 489.6891
0 | 0 | 0
0 | 0 | 0
0 | 0 | 0
0 | 0 | 0
0 | 0 | 0
0 | 0 | 0
0 | 0 | 0
0 | 0 | 0
0 | 0 | 0
0 | 0 | 0
0 | 0 | 0
0 | 0 | 0
330.725 | 324.1105 | 330.3318
1927.8207 | 1889.2643 | 1925.5283
3653.4766 | 3580.407 | 3649.1322
5022.9201 | 4922.4617 | 5016.9473
5955.1887 | 5836.0849 | 5948.1073
6160.1532 | 6036.9501 | 6152.828
6160.1532 | 6036.9501 | 6152.828
6079.5319 | 5957.9413 | 6072.3026
5224.6652 | 5120.1719 | 5218.4524
3895.4734 | 3817.564 | 3890.8413
2226.861 | 2182.3238 | 2224.213
536.6042 | 525.8721 | 535.9661
0 | 0 | 0
0 | 0 | 0
0 | 0 | 0
0 | 0 | 0
0 | 0 | 0
0 | 0 | 0
0 | 0 | 0
0 | 0 | 0
0 | 0 | 0
0 | 0 | 0
0 | 0 | 0
0 | 0 | 0
350.818 | 343.8017 | 350.4009
1949.5358 | 1910.5451 | 1947.2176
3592.3115 | 3520.4653 | 3588.0398
4784.2411 | 4688.5562 | 4778.552
5610.3998 | 5498.1918 | 5603.7283
6007.6242 | 5887.4717 | 6000.4804
6113.1771 | 5990.9135 | 6105.9078
5707.2417 | 5593.0969 | 5700.4551
4957.0242 | 4857.8837 | 4951.1297
3775.2331 | 3699.7284 | 3770.7439
2186.627 | 2142.8945 | 2184.0269
541.4652 | 530.6359 | 540.8213
0 | 0 | 0
0 | 0 | 0
0 | 0 | 0
0 | 0 | 0
0 | 0 | 0
0 | 0 | 0
0 | 0 | 0
0 | 0 | 0
0 | 0 | 0
0 | 0 | 0
0 | 0 | 0
0 | 0 | 0
344.1396 | 337.2568 | 343.7304
1893.7081 | 1855.834 | 1891.4563
3544.4281 | 3473.5396 | 3540.2134
4826.7645 | 4730.2292 | 4821.0249
5672.8178 | 5559.3614 | 5666.0721
6076.1965 | 5954.6725 | 6068.9712
6160.1532 | 6036.9501 | 6152.828
5901.3822 | 5783.3545 | 5894.3647
3753.5734 | 3678.5019 | 3749.11
3808.1254 | 3731.9628 | 3803.597
2188.7844 | 2145.0087 | 2186.1817
541.7944 | 530.9585 | 541.1501
0 | 0 | 0
0 | 0 | 0
0 | 0 | 0
0 | 0 | 0
0 | 0 | 0
0 | 0 | 0
0 | 0 | 0
0 | 0 | 0
0 | 0 | 0
0 | 0 | 0
0 | 0 | 0
0 | 0 | 0
363.3554 | 356.0883 | 362.9234
1856.831 | 1819.6944 | 1854.623
3457.5459 | 3388.395 | 3453.4344
4006.8549 | 3926.7178 | 4002.0903
5101.2526 | 4999.2275 | 5095.1866
4452.7069 | 4363.6527 | 4447.4121
5966.4837 | 5847.1541 | 5959.3889
5509.3394 | 5399.1526 | 5502.7881
4767.6711 | 4672.3177 | 4762.0018
3592.7654 | 3520.9101 | 3588.4932
2049.6819 | 2008.6882 | 2047.2445
526.7188 | 516.1844 | 526.0925
0 | 0 | 0
0 | 0 | 0
0 | 0 | 0
0 | 0 | 0
0 | 0 | 0
0 | 0 | 0
0 | 0 | 0
0 | 0 | 0
0 | 0 | 0
0 | 0 | 0
0 | 0 | 0
0 | 0 | 0
278.6562 | 273.083 | 278.3248
2020.0257 | 1979.6252 | 2017.6236
3672.7244 | 3599.2699 | 3668.3571
4885.6818 | 4787.9681 | 4879.8721
5712.6364 | 5598.3836 | 5705.8434
6030.1718 | 5909.5683 | 6023.0012
5772.0977 | 5656.6557 | 5765.234
4476.5389 | 4387.0082 | 4471.2158
2753.3162 | 2698.2499 | 2750.0422
2078.6863 | 2037.1126 | 2076.2145
765.8993 | 750.5813 | 764.9886
357.0903 | 349.9485 | 356.6657
0 | 0 | 0
0 | 0 | 0
0 | 0 | 0
0 | 0 | 0
0 | 0 | 0
0 | 0 | 0
0 | 0 | 0
0 | 0 | 0
0 | 0 | 0
0 | 0 | 0
0 | 0 | 0
0 | 0 | 0
319.9771 | 313.5776 | 319.5966
1074.8303 | 1053.3337 | 1073.5522
938.7954 | 920.0195 | 937.6791
1303.3152 | 1277.2489 | 1301.7654
5700.6708 | 5586.6574 | 5693.8921
6152.076 | 6029.0344 | 6144.7604
6160.1532 | 6036.9501 | 6152.828
5859.3696 | 5742.1822 | 5852.4021
5052.4417 | 4951.3929 | 5046.4337
3803.6821 | 3727.6084 | 3799.159
2155.1762 | 2112.0727 | 2152.6134
563.6399 | 552.3671 | 562.9697
0 | 0 | 0
0 | 0 | 0
0 | 0 | 0
0 | 0 | 0
0 | 0 | 0
0 | 0 | 0
0 | 0 | 0
0 | 0 | 0
0 | 0 | 0
0 | 0 | 0
0 | 0 | 0
0 | 0 | 0
0 | 0 | 0
280.8716 | 275.2542 | 280.5377
610.7012 | 598.4872 | 609.975
1329.609 | 1303.0168 | 1328.0279
3416.9047 | 3348.5666 | 3412.8416
3222.4168 | 3157.9685 | 3218.585
6102.3712 | 5980.3238 | 6095.1148
5067.3836 | 4966.0359 | 5061.3579
4287.5566 | 4201.8055 | 4282.4582
3252.8835 | 3187.8258 | 3249.0155
1986.3674 | 1946.6401 | 1984.0054
542.0455 | 531.2045 | 541.4009
0 | 0 | 0
0 | 0 | 0
0 | 0 | 0
0 | 0 | 0
0 | 0 | 0
0 | 0 | 0
0 | 0 | 0
0 | 0 | 0
0 | 0 | 0
0 | 0 | 0
0 | 0 | 0
0 | 0 | 0
84.8229 | 83.1265 | 84.7221
2065.7479 | 2024.433 | 2063.2915
3887.8978 | 3810.1399 | 3883.2747
5187.2721 | 5083.5267 | 5181.1038
6045.5852 | 5924.6735 | 6038.3963
6160.1532 | 6036.9501 | 6152.828
6160.1532 | 6036.9501 | 6152.828
5865.6021 | 5748.2901 | 5858.6273
5034.1048 | 4933.4227 | 5028.1186
3647.3884 | 3574.4406 | 3643.0512
1908.9265 | 1870.7479 | 1906.6565
576.6314 | 565.0988 | 575.9457
0 | 0 | 0
0 | 0 | 0
0 | 0 | 0
0 | 0 | 0
0 | 0 | 0
0 | 0 | 0
0 | 0 | 0
0 | 0 | 0
0 | 0 | 0
0 | 0 | 0
0 | 0 | 0
0 | 0 | 0
71.3603 | 69.9331 | 71.2755
957.0212 | 937.8808 | 955.8832
2326.7505 | 2280.2155 | 2323.9838
4917.4641 | 4819.1148 | 4911.6167
5783.9285 | 5668.2499 | 5777.0507
6160.1532 | 6036.9501 | 6152.828
6160.1532 | 6036.9501 | 6152.828
5012.4422 | 4912.1934 | 5006.4819
3558.3775 | 3487.2099 | 3554.1461
3256.4141 | 3191.2858 | 3252.5418
1770.8756 | 1735.4581 | 1768.7699
486.6933 | 476.9594 | 486.1146
0 | 0 | 0
0 | 0 | 0
0 | 0 | 0
0 | 0 | 0
0 | 0 | 0
0 | 0 | 0
0 | 0 | 0
0 | 0 | 0
0 | 0 | 0
0 | 0 | 0
0 | 0 | 0
0 | 0 | 0
494.2368 | 484.352 | 493.649
2113.2795 | 2071.0139 | 2110.7665
3558.042 | 3486.8811 | 3553.811
4934.6497 | 4835.9567 | 4928.7818
5789.6216 | 5673.8292 | 5782.7371
6160.1532 | 6036.9501 | 6152.828
6160.1532 | 6036.9501 | 6152.828
4873.7209 | 4776.2465 | 4867.9255
3588.7582 | 3516.983 | 3584.4907
3296.9576 | 3231.0184 | 3293.0371
2164.0615 | 2120.7802 | 2161.4882
617.2182 | 604.8739 | 616.4843
0 | 0 | 0
0 | 0 | 0
0 | 0 | 0
0 | 0 | 0
0 | 0 | 0
0 | 0 | 0
0 | 0 | 0
0 | 0 | 0
0 | 0 | 0
0 | 0 | 0
0 | 0 | 0
0 | 0 | 0
289.3453 | 283.5584 | 289.0012
1779.2071 | 1743.623 | 1777.0914
3116.0043 | 3053.6842 | 3112.299
3950.7933 | 3871.7774 | 3946.0954
4832.0654 | 4735.4241 | 4826.3195
6160.1532 | 6036.9501 | 6152.828
6160.1532 | 6036.9501 | 6152.828
5839.1839 | 5722.4002 | 5832.2404
5038.3164 | 4937.5501 | 5032.3253
3795.7025 | 3719.7885 | 3791.189
2227.5514 | 2183.0004 | 2224.9026
604.5951 | 592.5032 | 603.8762
0 | 0 | 0
0 | 0 | 0
0 | 0 | 0
0 | 0 | 0
0 | 0 | 0
0 | 0 | 0
0 | 0 | 0
0 | 0 | 0
0 | 0 | 0
0 | 0 | 0
0 | 0 | 0
0 | 0 | 0
415.0491 | 406.7481 | 414.5556
0 | 0 | 0
527.8106 | 517.2544 | 527.183
1970.0869 | 1930.6851 | 1967.7442
745.6881 | 730.7744 | 744.8014
951.2467 | 932.2218 | 950.1156
2920.4811 | 2862.0715 | 2917.0083
1368.2791 | 1340.9135 | 1366.652
1729.8729 | 1695.2754 | 1727.8159
2259.8424 | 2214.6455 | 2257.1551
882.1015 | 864.4595 | 881.0526
433.7324 | 425.0578 | 433.2167
0 | 0 | 0
0 | 0 | 0
0 | 0 | 0
0 | 0 | 0
0 | 0 | 0
0 | 0 | 0
0 | 0 | 0
0 | 0 | 0
0 | 0 | 0
0 | 0 | 0
0 | 0 | 0
0 | 0 | 0
567.7809 | 556.4253 | 567.1058
2171.9825 | 2128.5428 | 2169.3997
3734.9953 | 3660.2954 | 3730.5539
4915.579 | 4817.2674 | 4909.7338
5716.4138 | 5602.0855 | 5709.6163
6081.759 | 5960.1238 | 6074.5271
6037.1121 | 5916.3699 | 6029.9333
4847.2513 | 4750.3063 | 4841.4874
4235.0009 | 4150.3009 | 4229.965
3074.7685 | 3013.2731 | 3071.1122
1972.0805 | 1932.6389 | 1969.7355
548.5295 | 537.559 | 547.8773
0 | 0 | 0
0 | 0 | 0
0 | 0 | 0
0 | 0 | 0
0 | 0 | 0
0 | 0 | 0
0 | 0 | 0
0 | 0 | 0
0 | 0 | 0
0 | 0 | 0
0 | 0 | 0
0 | 0 | 0
588.6589 | 576.8857 | 587.9589
2196.629 | 2152.6964 | 2194.0169
3749.1236 | 3674.1412 | 3744.6655
4961.3913 | 4862.1635 | 4955.4916
5775.0844 | 5659.5827 | 5768.2172
6160.1532 | 6036.9501 | 6152.828
6160.1532 | 6036.9501 | 6152.828
5803.065 | 5687.0037 | 5796.1644
4969.3343 | 4869.9476 | 4963.4252
3762.118 | 3686.8756 | 3757.6444
2223.9123 | 2179.4341 | 2221.2678
626.5916 | 614.0598 | 625.8465
0 | 0 | 0
0 | 0 | 0
0 | 0 | 0
0 | 0 | 0
0 | 0 | 0
0 | 0 | 0
0 | 0 | 0
0 | 0 | 0
0 | 0 | 0
0 | 0 | 0
0 | 0 | 0
0 | 0 | 0
615.3246 | 603.0181 | 614.5929
2256.4258 | 2211.2973 | 2253.7427
3810.09 | 3733.8882 | 3805.5593
4907.6044 | 4809.4523 | 4901.7687
5678.1741 | 5564.6106 | 5671.422
6043.3731 | 5922.5057 | 6036.1868
6131.9938 | 6009.354 | 6124.7022
5776.1513 | 5660.6283 | 5769.2828
4960.2653 | 4861.06 | 4954.367
3773.3578 | 3697.8907 | 3768.8709
2229.2311 | 2184.6464 | 2226.5803
635.9354 | 623.2167 | 635.1792
0 | 0 | 0
0 | 0 | 0
0 | 0 | 0
0 | 0 | 0
0 | 0 | 0
0 | 0 | 0
0 | 0 | 0
0 | 0 | 0
0 | 0 | 0
0 | 0 | 0
0 | 0 | 0
0 | 0 | 0
241.4771 | 236.6475 | 241.1899
1488.0834 | 1458.3217 | 1486.3139
2369.1608 | 2321.7776 | 2366.3436
2914.6699 | 2856.3765 | 2911.204
3096.7427 | 3034.8078 | 3093.0603
4288.7829 | 4203.0072 | 4283.683
3815.973 | 3739.6535 | 3811.4354
4103.4186 | 4021.3503 | 4098.5392
4142.4792 | 4059.6296 | 4137.5533
3243.0749 | 3178.2134 | 3239.2185
1872.1703 | 1834.7269 | 1869.9441
582.8002 | 571.1442 | 582.1072
0 | 0 | 0
0 | 0 | 0
0 | 0 | 0
0 | 0 | 0
0 | 0 | 0
0 | 0 | 0
0 | 0 | 0
0 | 0 | 0
0 | 0 | 0
0 | 0 | 0
0 | 0 | 0
0 | 0 | 0
653.5365 | 640.4658 | 652.7594
2241.7637 | 2196.9285 | 2239.098
3747.6564 | 3672.7033 | 3743.2
4917.6688 | 4819.3154 | 4911.8211
5088.4704 | 4986.701 | 5082.4196
5061.4925 | 4960.2627 | 5055.4738
5070.1822 | 4968.7786 | 5064.1532
3998.8104 | 3918.8342 | 3994.0553
3984.9862 | 3905.2865 | 3980.2476
3066.6089 | 3005.2767 | 3062.9623
269.4698 | 264.0804 | 269.1494
310.8156 | 304.5993 | 310.446
0 | 0 | 0
0 | 0 | 0
0 | 0 | 0
0 | 0 | 0
0 | 0 | 0
0 | 0 | 0
0 | 0 | 0
0 | 0 | 0
0 | 0 | 0
0 | 0 | 0
0 | 0 | 0
0 | 0 | 0
238.7825 | 234.0069 | 238.4986
211.2249 | 207.0004 | 210.9737
1766.5308 | 1731.2002 | 1764.4302
4285.4855 | 4199.7758 | 4280.3896
3198.081 | 3134.1194 | 3194.2781
5584.6727 | 5472.9793 | 5578.0319
6160.1532 | 6036.9501 | 6152.828
4516.8213 | 4426.4849 | 4511.4503
2923.343 | 2864.8761 | 2919.8668
2571.5769 | 2520.1453 | 2568.519
1186.4703 | 1162.7409 | 1185.0594
505.3899 | 495.2821 | 504.7889
0 | 0 | 0
0 | 0 | 0
0 | 0 | 0
0 | 0 | 0
0 | 0 | 0
0 | 0 | 0
0 | 0 | 0
0 | 0 | 0
0 | 0 | 0
0 | 0 | 0
0 | 0 | 0
0 | 0 | 0
695.2975 | 681.3916 | 694.4707
2281.2018 | 2235.5777 | 2278.4891
3755.8282 | 3680.7116 | 3751.3621
4869.4496 | 4772.0607 | 4863.6593
5604.9295 | 5492.8309 | 5598.2645
5946.7545 | 5827.8194 | 5939.6831
5908.4614 | 5790.2921 | 5901.4355
5655.5897 | 5542.4779 | 5648.8645
3560.1379 | 3488.9352 | 3555.9045
3104.8678 | 3042.7705 | 3101.1758
1620.9494 | 1588.5304 | 1619.0219
668.9221 | 655.5437 | 668.1267
0 | 0 | 0
0 | 0 | 0
0 | 0 | 0
0 | 0 | 0
0 | 0 | 0
0 | 0 | 0
0 | 0 | 0
0 | 0 | 0
0 | 0 | 0
0 | 0 | 0
0 | 0 | 0
0 | 0 | 0
543.0248 | 532.1643 | 542.379
1695.8553 | 1661.9382 | 1693.8387
3756.6516 | 3681.5186 | 3752.1845
4208.3987 | 4124.2307 | 4203.3944
5140.3266 | 5037.5201 | 5134.2142
5409.1894 | 5301.0057 | 5402.7573
6001.1367 | 5881.114 | 5994.0007
5678.6694 | 5565.096 | 5671.9168
4381.6971 | 4294.0632 | 4376.4868
3757.6726 | 3682.5192 | 3753.2043
2244.3634 | 2199.4761 | 2241.6946
669.5583 | 656.1671 | 668.7621
0 | 0 | 0
0 | 0 | 0
0 | 0 | 0
0 | 0 | 0
0 | 0 | 0
0 | 0 | 0
0 | 0 | 0
0 | 0 | 0
0 | 0 | 0
0 | 0 | 0
0 | 0 | 0
0 | 0 | 0
741.6035 | 726.7714 | 740.7216
2401.4522 | 2353.4232 | 2398.5966
3911.8784 | 3833.6408 | 3907.2267
5070.2905 | 4968.8847 | 5064.2613
5893.9299 | 5776.0513 | 5886.9213
6160.1532 | 6036.9501 | 6152.828
6160.1532 | 6036.9501 | 6152.828
5764.5765 | 5649.285 | 5757.7217
4899.2303 | 4801.2457 | 4893.4046
3467.054 | 3397.7129 | 3462.9313
1605.5969 | 1573.485 | 1603.6877
548.8072 | 537.8311 | 548.1546
0 | 0 | 0
0 | 0 | 0
0 | 0 | 0
0 | 0 | 0
0 | 0 | 0
0 | 0 | 0
0 | 0 | 0
0 | 0 | 0
0 | 0 | 0
0 | 0 | 0
0 | 0 | 0
0 | 0 | 0
741.2025 | 726.3784 | 740.3211
2374.8321 | 2327.3355 | 2372.0082
3932.0564 | 3853.4152 | 3927.3807
5170.3586 | 5066.9514 | 5164.2104
5979.0799 | 5859.4983 | 5971.9701
6160.1532 | 6036.9501 | 6152.828
6160.1532 | 6036.9501 | 6152.828
5893.6946 | 5775.8207 | 5886.6863
5037.9226 | 4937.1642 | 5031.9319
3819.6862 | 3743.2925 | 3815.1441
2273.858 | 2228.3809 | 2271.1541
49.0999 | 48.1179 | 49.0416
0 | 0 | 0
0 | 0 | 0
0 | 0 | 0
0 | 0 | 0
0 | 0 | 0
0 | 0 | 0
0 | 0 | 0
0 | 0 | 0
0 | 0 | 0
0 | 0 | 0
0 | 0 | 0
0 | 0 | 0
776.7796 | 761.244 | 775.8559
2397.5198 | 2349.5694 | 2394.6689
3878.9555 | 3801.3764 | 3874.343
5064.9715 | 4963.6721 | 5058.9487
5896.7072 | 5778.7731 | 5889.6954
6160.1532 | 6036.9501 | 6152.828
6160.1532 | 6036.9501 | 6152.828
5825.583 | 5709.0713 | 5818.6557
4984.8083 | 4885.1122 | 4978.8808
3793.9643 | 3718.0851 | 3789.4529
2252.6067 | 2207.5545 | 2249.9281
700.9126 | 686.8944 | 700.0792
0 | 0 | 0
0 | 0 | 0
0 | 0 | 0
0 | 0 | 0
0 | 0 | 0
0 | 0 | 0
0 | 0 | 0
0 | 0 | 0
0 | 0 | 0
0 | 0 | 0
0 | 0 | 0
0 | 0 | 0
788.0783 | 772.3167 | 787.1412
2397.6489 | 2349.6959 | 2394.7978
3926.7889 | 3848.2531 | 3922.1195
5131.7561 | 5029.121 | 5125.6538
5966.4532 | 5847.1241 | 5959.3584
6160.1532 | 6036.9501 | 6152.828
6160.1532 | 6036.9501 | 6152.828
5852.109 | 5735.0669 | 5845.1502
3772.5174 | 3697.067 | 3768.0314
2336.1032 | 2289.3811 | 2333.3253
1815.7806 | 1779.465 | 1813.6214
610.949 | 598.73 | 610.2225
0 | 0 | 0
0 | 0 | 0
0 | 0 | 0
0 | 0 | 0
0 | 0 | 0
0 | 0 | 0
0 | 0 | 0
0 | 0 | 0
0 | 0 | 0
0 | 0 | 0
0 | 0 | 0
0 | 0 | 0
175.3075 | 171.8014 | 175.0991
482.0805 | 472.4389 | 481.5073
1121.5322 | 1099.1015 | 1120.1985
2628.4357 | 2575.867 | 2625.3102
2643.1447 | 2590.2818 | 2640.0017
4147.9832 | 4065.0235 | 4143.0507
4989.2667 | 4889.4813 | 4983.3338
5031.2984 | 4930.6724 | 5025.3156
3093.4207 | 3031.5523 | 3089.7423
2055.12 | 2014.0176 | 2052.6763
1226.0297 | 1201.5091 | 1224.5718
446.933 | 437.9943 | 446.4015
0 | 0 | 0
0 | 0 | 0
0 | 0 | 0
0 | 0 | 0
0 | 0 | 0
0 | 0 | 0
0 | 0 | 0
0 | 0 | 0
0 | 0 | 0
0 | 0 | 0
0 | 0 | 0
0 | 0 | 0
566.8274 | 555.4909 | 566.1534
1230.413 | 1205.8047 | 1228.9499
931.8049 | 913.1688 | 930.6969
1891.0186 | 1853.1982 | 1888.7699
3155.9182 | 3092.7999 | 3152.1655
3957.7217 | 3878.5673 | 3953.0155
2971.2227 | 2911.7983 | 2967.6896
3315.0489 | 3248.7479 | 3311.1069
2749.7632 | 2694.7679 | 2746.4934
2454.4072 | 2405.319 | 2451.4886
1821.7389 | 1785.3041 | 1819.5726
676.2424 | 662.7176 | 675.4383
0 | 0 | 0
0 | 0 | 0
0 | 0 | 0
0 | 0 | 0
0 | 0 | 0
0 | 0 | 0
0 | 0 | 0
0 | 0 | 0
0 | 0 | 0
0 | 0 | 0
0 | 0 | 0
20.1095 | 19.7073 | 20.0856
862.9101 | 845.6519 | 861.884
2507.85 | 2457.693 | 2504.8679
4032.9672 | 3952.3079 | 4028.1716
5192.0874 | 5088.2457 | 5185.9134
5970.7348 | 5851.3201 | 5963.6349
6160.1532 | 6036.9501 | 6152.828
6160.1532 | 6036.9501 | 6152.828
5850.3861 | 5733.3784 | 5843.4293
2195.2242 | 2151.3197 | 2192.6138
2812.6768 | 2756.4232 | 2809.3322
1402.8347 | 1374.778 | 1401.1665
497.1153 | 487.173 | 496.5242
0 | 0 | 0
0 | 0 | 0
0 | 0 | 0
0 | 0 | 0
0 | 0 | 0
0 | 0 | 0
0 | 0 | 0
0 | 0 | 0
0 | 0 | 0
0 | 0 | 0
0 | 0 | 0
0 | 0 | 0
20.3171 | 19.9108 | 20.293
13.9018 | 13.6238 | 13.8853
687.8764 | 674.1188 | 687.0584
1308.6661 | 1282.4927 | 1307.1099
2744.3913 | 2689.5035 | 2741.1279
3126.1578 | 3063.6346 | 3122.4404
4158.8994 | 4075.7214 | 4153.954
6038.5837 | 5917.812 | 6031.4031
4205.3034 | 4121.1973 | 4200.3028
3259.8925 | 3194.6947 | 3256.0161
2362.9513 | 2315.6923 | 2360.1415
676.4678 | 662.9385 | 675.6634
0 | 0 | 0
0 | 0 | 0
0 | 0 | 0
0 | 0 | 0
0 | 0 | 0
0 | 0 | 0
0 | 0 | 0
0 | 0 | 0
0 | 0 | 0
0 | 0 | 0
0 | 0 | 0
26.1363 | 25.6136 | 26.1052
911.2346 | 893.0099 | 910.151
2591.3553 | 2539.5282 | 2588.2739
3398.4921 | 3330.5222 | 3394.4509
5146.585 | 5043.6533 | 5140.4651
4878.7062 | 4781.1321 | 4872.9048
4939.6189 | 4840.8265 | 4933.7451
4357.9614 | 4270.8022 | 4352.7793
3559.4755 | 3488.286 | 3555.2428
3203.0956 | 3139.0337 | 3199.2868
3567.2783 | 3495.9327 | 3563.0364
1182.9329 | 1159.2742 | 1181.5262
472.2277 | 462.7831 | 471.6661
0 | 0 | 0
0 | 0 | 0
0 | 0 | 0
0 | 0 | 0
0 | 0 | 0
0 | 0 | 0
0 | 0 | 0
0 | 0 | 0
0 | 0 | 0
0 | 0 | 0
0 | 0 | 0
45.0425 | 44.1417 | 44.9889
411.5344 | 403.3037 | 411.045
989.2668 | 969.4815 | 988.0905
3257.9647 | 3192.8054 | 3254.0906
4199.2852 | 4115.2995 | 4194.2917
5766.1015 | 5650.7794 | 5759.2449
6014.0148 | 5893.7345 | 6006.8634
5983.3195 | 5863.6531 | 5976.2047
5589.8668 | 5478.0695 | 5583.2198
4211.3043 | 4127.0782 | 4206.2966
1794.9628 | 1759.0635 | 1792.8284
1556.978 | 1525.8384 | 1555.1265
488.0019 | 478.2419 | 487.4216
0 | 0 | 0
0 | 0 | 0
0 | 0 | 0
0 | 0 | 0
0 | 0 | 0
0 | 0 | 0
0 | 0 | 0
0 | 0 | 0
0 | 0 | 0
0 | 0 | 0
0 | 0 | 0
84.7563 | 83.0612 | 84.6555
667.9927 | 654.6328 | 667.1983
1787.7658 | 1752.0105 | 1785.64
4085.5297 | 4003.8191 | 4080.6715
5234.4881 | 5129.7983 | 5228.2637
4081.0846 | 3999.4629 | 4076.2317
5087.7984 | 4986.0424 | 5081.7484
6160.1532 | 6036.9501 | 6152.828
5882.2954 | 5764.6495 | 5875.3007
5048.472 | 4947.5026 | 5042.4688
3867.011 | 3789.6708 | 3862.4127
2339.1018 | 2292.3198 | 2336.3204
754.541 | 739.4501 | 753.6437
13.0423 | 12.7815 | 13.0268
0 | 0 | 0
0 | 0 | 0
0 | 0 | 0
0 | 0 | 0
0 | 0 | 0
0 | 0 | 0
0 | 0 | 0
0 | 0 | 0
0 | 0 | 0
0 | 0 | 0
47.6263 | 46.6738 | 47.5697
931.9703 | 913.3309 | 930.8621
2533.0946 | 2482.4327 | 2530.0825
3949.4979 | 3870.5079 | 3944.8015
5020.2308 | 4919.8262 | 5014.2612
5727.2404 | 5612.6956 | 5720.4301
6049.2419 | 5928.2571 | 6042.0486
6001.2202 | 5881.1958 | 5994.084
5575.3281 | 5463.8215 | 5568.6984
4909.8222 | 4811.6257 | 4903.9838
3781.3306 | 3705.704 | 3776.8342
2307.5535 | 2261.4024 | 2304.8095
756.5203 | 741.3899 | 755.6207
17.6757 | 17.3222 | 17.6547
0 | 0 | 0
0 | 0 | 0
0 | 0 | 0
0 | 0 | 0
0 | 0 | 0
0 | 0 | 0
0 | 0 | 0
0 | 0 | 0
0 | 0 | 0
0 | 0 | 0
118.0148 | 115.6546 | 117.8745
772.8137 | 757.3574 | 771.8947
2507.0038 | 2456.8637 | 2504.0227
3826.1322 | 3749.6096 | 3821.5825
4816.2742 | 4719.9487 | 4810.5471
5452.814 | 5343.7577 | 5446.33
5893.0702 | 5775.2088 | 5886.0627
5938.028 | 5819.2675 | 5930.967
5582.9633 | 5471.304 | 5576.3245
4770.6096 | 4675.1974 | 4764.9368
3664.2143 | 3590.93 | 3659.8571
2224.0271 | 2179.5466 | 2221.3825
753.0572 | 737.9961 | 752.1618
48.1977 | 47.2338 | 48.1404
0 | 0 | 0
0 | 0 | 0
0 | 0 | 0
0 | 0 | 0
0 | 0 | 0
0 | 0 | 0
0 | 0 | 0
0 | 0 | 0
0 | 0 | 0
0 | 0 | 0
116.0004 | 113.6804 | 115.8625
840.0392 | 823.2384 | 839.0403
2580.2619 | 2528.6566 | 2577.1936
4020.1962 | 3939.7923 | 4015.4157
4574.2924 | 4482.8065 | 4568.853
5335.8262 | 5229.1097 | 5329.4813
5748.1874 | 5633.2236 | 5741.3521
6156.6524 | 6033.5194 | 6149.3314
5737.666 | 5622.9126 | 5730.8432
4935.3145 | 4836.6082 | 4929.4458
3783.8655 | 3708.1882 | 3779.366
1974.0223 | 1934.5419 | 1971.675
761.6068 | 746.3747 | 760.7012
34.8281 | 34.1316 | 34.7867
0 | 0 | 0
0 | 0 | 0
0 | 0 | 0
0 | 0 | 0
0 | 0 | 0
0 | 0 | 0
0 | 0 | 0
0 | 0 | 0
0 | 0 | 0
0 | 0 | 0
83.2438 | 81.5789 | 83.1448
635.8296 | 623.1131 | 635.0736
1168.0079 | 1144.6478 | 1166.6191
3885.3391 | 3807.6323 | 3880.719
4924.2884 | 4825.8026 | 4918.4328
5487.2727 | 5377.5272 | 5480.7477
5417.0024 | 5308.6623 | 5410.5609
3881.0212 | 3803.4008 | 3876.4062
2206.2485 | 2162.1235 | 2203.625
1163.7976 | 1140.5216 | 1162.4137
1709.1605 | 1674.9773 | 1707.1281
961.3799 | 942.1523 | 960.2367
433.067 | 424.4056 | 432.552
0 | 0 | 0
0 | 0 | 0
0 | 0 | 0
0 | 0 | 0
0 | 0 | 0
0 | 0 | 0
0 | 0 | 0
0 | 0 | 0
0 | 0 | 0
0 | 0 | 0
0 | 0 | 0
0 | 0 | 0
0 | 0 | 0
514.0155 | 503.7351 | 513.4042
931.5373 | 912.9065 | 930.4296
1276.2431 | 1250.7183 | 1274.7255
2475.4792 | 2425.9697 | 2472.5356
2203.7815 | 2159.7059 | 2201.161
2007.5134 | 1967.3631 | 2005.1262
1923.3192 | 1884.8528 | 1921.0322
2021.7834 | 1981.3478 | 2019.3793
2177.0516 | 2133.5105 | 2174.4628
1602.2306 | 1570.186 | 1600.3254
121.5284 | 119.0979 | 121.3839
0 | 0 | 0
0 | 0 | 0
0 | 0 | 0
0 | 0 | 0
0 | 0 | 0
0 | 0 | 0
0 | 0 | 0
0 | 0 | 0
0 | 0 | 0
0 | 0 | 0
0 | 0 | 0
88.5316 | 86.761 | 88.4264
855.2259 | 838.1214 | 854.2089
1976.7404 | 1937.2056 | 1974.3898
3555.96 | 3484.8408 | 3551.7315
4401.8285 | 4313.7919 | 4396.5942
5204.2504 | 5100.1654 | 5198.0619
5937.4233 | 5818.6749 | 5930.363
5788.5874 | 5672.8156 | 5781.704
5135.9574 | 5033.2383 | 5129.8502
4165.9683 | 4082.6489 | 4161.0144
3188.9393 | 3125.1605 | 3185.1472
2137.0201 | 2094.2797 | 2134.4789
728.7796 | 714.204 | 727.913
70.1856 | 68.7819 | 70.1021
0 | 0 | 0
0 | 0 | 0
0 | 0 | 0
0 | 0 | 0
0 | 0 | 0
0 | 0 | 0
0 | 0 | 0
0 | 0 | 0
0 | 0 | 0
0 | 0 | 0
101.4885 | 99.4587 | 101.3678
843.8135 | 826.9372 | 842.8101
2048.612 | 2007.6397 | 2046.1759
3193.544 | 3129.6731 | 3189.7465
4579.5554 | 4487.9643 | 4574.1098
6120.3646 | 5997.9573 | 6113.0868
6160.1532 | 6036.9501 | 6152.828
6160.1532 | 6036.9501 | 6152.828
5981.266 | 5861.6407 | 5974.1536
3805.8457 | 3729.7288 | 3801.3201
3751.1787 | 3676.1551 | 3746.7181
1070.5341 | 1049.1234 | 1069.2611
829.6379 | 813.0452 | 828.6514
46.3838 | 45.4561 | 46.3286
0 | 0 | 0
0 | 0 | 0
0 | 0 | 0
0 | 0 | 0
0 | 0 | 0
0 | 0 | 0
0 | 0 | 0
0 | 0 | 0
0 | 0 | 0
0 | 0 | 0
99.8937 | 97.8958 | 99.7749
1072.6304 | 1051.1778 | 1071.3549
2728.489 | 2673.9192 | 2725.2445
4209.5884 | 4125.3966 | 4204.5827
5315.6834 | 5209.3698 | 5309.3625
6044.7805 | 5923.8849 | 6037.5925
6160.1532 | 6036.9501 | 6152.828
6160.1532 | 6036.9501 | 6152.828
5854.3284 | 5737.2418 | 5847.3669
5061.9895 | 4960.7497 | 5055.9702
3879.1638 | 3801.5806 | 3874.5511
2184.3284 | 2140.6419 | 2181.731
752.9506 | 737.8916 | 752.0552
93.4309 | 91.5623 | 93.3198
0 | 0 | 0
0 | 0 | 0
0 | 0 | 0
0 | 0 | 0
0 | 0 | 0
0 | 0 | 0
0 | 0 | 0
0 | 0 | 0
0 | 0 | 0
0 | 0 | 0
97.7336 | 95.779 | 97.6174
1048.009 | 1027.0488 | 1046.7628
2627.1784 | 2574.6348 | 2624.0543
4029.7958 | 3949.1999 | 4025.0039
5129.5026 | 5026.9125 | 5123.403
5891.8805 | 5774.0429 | 5884.8744
6160.1532 | 6036.9501 | 6152.828
4241.1264 | 4156.3039 | 4236.0832
2337.337 | 2290.5902 | 2334.5576
2921.3996 | 2862.9716 | 2917.9257
2353.7849 | 2306.7092 | 2350.986
1551.295 | 1520.2691 | 1549.4503
830.6471 | 814.0342 | 829.6594
95.1787 | 93.2752 | 95.0656
0 | 0 | 0
0 | 0 | 0
0 | 0 | 0
0 | 0 | 0
0 | 0 | 0
0 | 0 | 0
0 | 0 | 0
0 | 0 | 0
0 | 0 | 0
0 | 0 | 0
52.8404 | 51.7836 | 52.7775
213.9135 | 209.6352 | 213.6591
843.9506 | 827.0716 | 842.9471
732.2422 | 717.5973 | 731.3715
847.4518 | 830.5027 | 846.444
993.3111 | 973.4449 | 992.13
905.3846 | 887.2769 | 904.308
1983.5008 | 1943.8308 | 1981.1422
2395.1456 | 2347.2427 | 2392.2975
2347.7799 | 2300.8243 | 2344.9881
1619.047 | 1586.666 | 1617.1217
809.8468 | 793.6499 | 808.8838
345.0647 | 338.1634 | 344.6543
7.3667 | 7.2194 | 7.3579
0 | 0 | 0
0 | 0 | 0
0 | 0 | 0
0 | 0 | 0
0 | 0 | 0
0 | 0 | 0
0 | 0 | 0
0 | 0 | 0
0 | 0 | 0
0 | 0 | 0
40.312 | 39.5058 | 40.2641
534.949 | 524.25 | 534.3129
1650.2553 | 1617.2502 | 1648.293
393.8285 | 385.9519 | 393.3602
2661.2523 | 2608.0273 | 2658.0878
4336.6144 | 4249.8821 | 4331.4577
3364.3723 | 3297.0848 | 3360.3716
4137.362 | 4054.6148 | 4132.4422
2306.8798 | 2260.7422 | 2304.1367
3097.7598 | 3035.8046 | 3094.0762
1945.7597 | 1906.8445 | 1943.4459
1256.7687 | 1231.6333 | 1255.2742
31.7772 | 31.1417 | 31.7394
0 | 0 | 0
0 | 0 | 0
0 | 0 | 0
0 | 0 | 0
0 | 0 | 0
0 | 0 | 0
0 | 0 | 0
0 | 0 | 0
0 | 0 | 0
0 | 0 | 0
0 | 0 | 0
143.0539 | 140.1928 | 142.8838
975.9208 | 956.4024 | 974.7603
2613.8956 | 2561.6177 | 2610.7874
4021.5375 | 3941.1067 | 4016.7554
3701.8478 | 3627.8109 | 3697.4459
4514.4631 | 4424.1739 | 4509.0949
4737.1044 | 4642.3623 | 4731.4714
5321.7035 | 5215.2695 | 5315.3754
5075.466 | 4973.9566 | 5069.4306
4439.6319 | 4350.8393 | 4434.3527
3433.6632 | 3364.99 | 3429.5802
2090.9625 | 2049.1432 | 2088.4761
690.5229 | 676.7125 | 689.7018
82.2333 | 80.5887 | 82.1355
0 | 0 | 0
0 | 0 | 0
0 | 0 | 0
0 | 0 | 0
0 | 0 | 0
0 | 0 | 0
0 | 0 | 0
0 | 0 | 0
0 | 0 | 0
0 | 0 | 0
135.3155 | 132.6092 | 135.1546
1096.0948 | 1074.1729 | 1094.7914
2591.0496 | 2539.2286 | 2587.9686
3941.472 | 3862.6425 | 3936.7851
4955.0142 | 4855.9139 | 4949.1221
5620.1874 | 5507.7837 | 5613.5044
5780.8977 | 5665.2798 | 5774.0236
4381.5562 | 4293.925 | 4376.346
4660.9145 | 4567.6962 | 4655.3721
4642.2677 | 4549.4224 | 4636.7475
3583.6141 | 3511.9418 | 3579.3527
2239.1729 | 2194.3894 | 2236.5103
841.3626 | 824.5354 | 840.3622
78.1246 | 76.5621 | 78.0317
0 | 0 | 0
0 | 0 | 0
0 | 0 | 0
0 | 0 | 0
0 | 0 | 0
0 | 0 | 0
0 | 0 | 0
0 | 0 | 0
0 | 0 | 0
0 | 0 | 0
132.8365 | 130.1798 | 132.6785
1088.8801 | 1067.1025 | 1087.5853
2595.9004 | 2543.9824 | 2592.8136
3960.952 | 3881.733 | 3956.242
4959.6767 | 4860.4831 | 4953.779
5618.3469 | 5505.98 | 5611.666
5920.4787 | 5802.0691 | 5913.4386
4369.6984 | 4282.3044 | 4364.5023
4491.0653 | 4401.244 | 4485.7249
3626.1704 | 3553.647 | 3621.8585
1788.7439 | 1752.969 | 1786.6169
1613.4561 | 1581.187 | 1611.5375
59.0302 | 57.8496 | 58.96
0 | 0 | 0
0 | 0 | 0
0 | 0 | 0
0 | 0 | 0
0 | 0 | 0
0 | 0 | 0
0 | 0 | 0
0 | 0 | 0
0 | 0 | 0
0 | 0 | 0
0 | 0 | 0
120.8391 | 118.4223 | 120.6954
997.5499 | 977.5989 | 996.3637
2281.3134 | 2235.6872 | 2278.6007
3490.6234 | 3420.8109 | 3486.4726
4146.752 | 4063.817 | 4141.821
5679.6197 | 5566.0273 | 5672.866
6036.9074 | 5916.1693 | 6029.7288
5243.2394 | 5138.3746 | 5237.0046
4287.7844 | 4202.0287 | 4282.6857
4731.0952 | 4636.4733 | 4725.4693
3272.6138 | 3207.1615 | 3268.7223
2052.6586 | 2011.6054 | 2050.2178
785.0528 | 769.3518 | 784.1193
96.6043 | 94.6722 | 96.4894
0 | 0 | 0
0 | 0 | 0
0 | 0 | 0
0 | 0 | 0
0 | 0 | 0
0 | 0 | 0
0 | 0 | 0
0 | 0 | 0
0 | 0 | 0
0 | 0 | 0
137.1602 | 134.417 | 136.9971
1141.4285 | 1118.6 | 1140.0712
2750.136 | 2695.1333 | 2746.8658
4184.7995 | 4101.1035 | 4179.8233
5342.1411 | 5235.2983 | 5335.7887
6057.744 | 5936.5891 | 6050.5406
6160.1532 | 6036.9501 | 6152.828
6160.1532 | 6036.9501 | 6152.828
5789.2708 | 5673.4854 | 5782.3867
4980.3827 | 4880.775 | 4974.4604
3567.947 | 3496.5881 | 3563.7043
2297.2007 | 2251.2567 | 2294.4691
829.4263 | 812.8378 | 828.44
77.3061 | 75.76 | 77.2142
0 | 0 | 0
0 | 0 | 0
0 | 0 | 0
0 | 0 | 0
0 | 0 | 0
0 | 0 | 0
0 | 0 | 0
0 | 0 | 0
0 | 0 | 0
0 | 0 | 0
148.5247 | 145.5542 | 148.348
859.8474 | 842.6504 | 858.8249
2364.6944 | 2317.4005 | 2361.8825
3129.1414 | 3066.5586 | 3125.4205
4457.3512 | 4368.2042 | 4452.0509
5793.2731 | 5677.4077 | 5786.3843
5486.4379 | 5376.7092 | 5479.9139
1384.3896 | 1356.7018 | 1382.7434
5002.7494 | 4902.6944 | 4996.8005
4448.617 | 4359.6446 | 4443.327
3118.5586 | 3056.1874 | 3114.8502
2067.1143 | 2025.772 | 2064.6563
828.8658 | 812.2885 | 827.8802
82.1372 | 80.4944 | 82.0395
0 | 0 | 0
0 | 0 | 0
0 | 0 | 0
0 | 0 | 0
0 | 0 | 0
0 | 0 | 0
0 | 0 | 0
0 | 0 | 0
0 | 0 | 0
0 | 0 | 0
141.8572 | 139.0201 | 141.6886
1134.6036 | 1111.9115 | 1133.2544
2638.205 | 2585.4409 | 2635.0678
3965.4608 | 3886.1516 | 3960.7454
4946.1344 | 4847.2117 | 4940.2528
5589.586 | 5477.7943 | 5582.9393
5991.1299 | 5871.3073 | 5984.0057
5987.5773 | 5867.8258 | 5980.4574
5585.9049 | 5474.1868 | 5579.2626
4523.2352 | 4432.7705 | 4517.8566
3739.6419 | 3664.8491 | 3735.1951
2336.6465 | 2289.9136 | 2333.868
856.9995 | 839.8595 | 855.9805
80.5479 | 78.9369 | 80.4521
0 | 0 | 0
0 | 0 | 0
0 | 0 | 0
0 | 0 | 0
0 | 0 | 0
0 | 0 | 0
0 | 0 | 0
0 | 0 | 0
0 | 0 | 0
0 | 0 | 0
146.8549 | 143.9178 | 146.6803
1162.6089 | 1139.3567 | 1161.2264
2738.1088 | 2683.3466 | 2734.8529
4143.3893 | 4060.5216 | 4138.4624
5196.5841 | 5092.6524 | 5190.4048
5092.451 | 4990.602 | 5086.3955
6160.1532 | 6036.9501 | 6152.828
6093.9028 | 5972.0247 | 6086.6564
5683.4578 | 5569.7887 | 5676.6995
4855.9721 | 4758.8527 | 4850.1978
3713.3092 | 3639.043 | 3708.8936
2311.4635 | 2265.2343 | 2308.7149
819.7317 | 803.3371 | 818.757
101.8887 | 99.8509 | 101.7675
0 | 0 | 0
0 | 0 | 0
0 | 0 | 0
0 | 0 | 0
0 | 0 | 0
0 | 0 | 0
0 | 0 | 0
0 | 0 | 0
0 | 0 | 0
0 | 0 | 0
162.4464 | 159.1974 | 162.2532
1151.864 | 1128.8268 | 1150.4943
2588.1715 | 2536.408 | 2585.0938
3977.752 | 3898.197 | 3973.022
5019.1183 | 4918.7359 | 5013.15
5742.3885 | 5627.5408 | 5735.5602
4952.4332 | 4853.3845 | 4946.5442
6061.8909 | 5940.6531 | 6054.6826
5694.4818 | 5580.5922 | 5687.7104
4966.1719 | 4866.8485 | 4960.2665
3895.3908 | 3817.483 | 3890.7587
2488.9835 | 2439.2038 | 2486.0238
936.4088 | 917.6807 | 935.2953
113.3872 | 111.1195 | 113.2524
0 | 0 | 0
0 | 0 | 0
0 | 0 | 0
0 | 0 | 0
0 | 0 | 0
0 | 0 | 0
0 | 0 | 0
0 | 0 | 0
0 | 0 | 0
0 | 0 | 0
170.4806 | 167.071 | 170.2779
1219.1739 | 1194.7904 | 1217.7242
2818.8497 | 2762.4727 | 2815.4978
4227.5468 | 4142.9959 | 4222.5198
5282.1849 | 5176.5412 | 5275.9038
5958.4454 | 5839.2765 | 5951.3601
5564.8259 | 5453.5293 | 5558.2086
4937.8349 | 4839.0782 | 4931.9632
4251.2198 | 4166.1954 | 4246.1646
4590.6903 | 4498.8765 | 4585.2314
2827.0282 | 2770.4877 | 2823.6666
2318.8796 | 2272.502 | 2316.1221
120.7135 | 118.2992 | 120.5699
106.4291 | 104.3006 | 106.3026
0 | 0 | 0
0 | 0 | 0
0 | 0 | 0
0 | 0 | 0
0 | 0 | 0
0 | 0 | 0
0 | 0 | 0
0 | 0 | 0
0 | 0 | 0
0 | 0 | 0
170.2913 | 166.8855 | 170.0889
1172.3915 | 1148.9437 | 1170.9974
2675.3317 | 2621.8251 | 2672.1504
3986.5109 | 3906.7807 | 3981.7705
4214.1392 | 4129.8564 | 4209.1281
3608.6589 | 3536.4858 | 3604.3678
5313.7502 | 5207.4752 | 5307.4315
4567.2645 | 4475.9192 | 4561.8334
3623.3977 | 3550.9297 | 3619.0891
3592.7408 | 3520.886 | 3588.4686
3739.7005 | 3664.9065 | 3735.2536
2351.8519 | 2304.8149 | 2349.0553
902.4453 | 884.3964 | 901.3721
119.8593 | 117.4621 | 119.7167
0 | 0 | 0
0 | 0 | 0
0 | 0 | 0
0 | 0 | 0
0 | 0 | 0
0 | 0 | 0
0 | 0 | 0
0 | 0 | 0
0 | 0 | 0
0 | 0 | 0
204.0563 | 199.9751 | 203.8136
1175.2978 | 1151.7918 | 1173.9002
2347.72 | 2300.7656 | 2344.9283
3654.1178 | 3581.0354 | 3649.7726
4516.1601 | 4425.8369 | 4510.7899
4541.4918 | 4450.662 | 4536.0915
4060.411 | 3979.2027 | 4055.5827
4685.6327 | 4591.92 | 4680.0609
4872.6208 | 4775.1684 | 4866.8267
3875.6955 | 3798.1816 | 3871.0868
1525.0091 | 1494.5089 | 1523.1957
304.7824 | 298.6868 | 304.42
349.0057 | 342.0256 | 348.5907
36.7955 | 36.0596 | 36.7518
0 | 0 | 0
0 | 0 | 0
0 | 0 | 0
0 | 0 | 0
0 | 0 | 0
0 | 0 | 0
0 | 0 | 0
0 | 0 | 0
0 | 0 | 0
0 | 0 | 0
233.2731 | 228.6076 | 232.9957
932.8465 | 914.1896 | 931.7372
2169.5208 | 2126.1303 | 2166.9409
3873.3583 | 3795.8911 | 3868.7524
4858.1546 | 4760.9915 | 4852.3777
5568.4888 | 5457.119 | 5561.8672
5889.0834 | 5771.3018 | 5882.0806
4915.6977 | 4817.3837 | 4909.8523
5549.7404 | 5438.7456 | 5543.1411
4800.5375 | 4704.5267 | 4794.829
3678.2919 | 3604.7261 | 3673.918
1730.1594 | 1695.5562 | 1728.1021
846.318 | 829.3917 | 845.3116
138.391 | 135.6232 | 138.2264
0 | 0 | 0
0 | 0 | 0
0 | 0 | 0
0 | 0 | 0
0 | 0 | 0
0 | 0 | 0
0 | 0 | 0
0 | 0 | 0
0 | 0 | 0
0 | 0 | 0
169.0498 | 165.6688 | 168.8488
663.9055 | 650.6274 | 663.116
2056.3103 | 2015.1841 | 2053.8651
3854.3449 | 3777.258 | 3849.7616
4789.8197 | 4694.0233 | 4784.124
4950.7315 | 4851.7169 | 4944.8445
4899.9889 | 4801.9891 | 4894.1622
5652.9833 | 5539.9237 | 5646.2613
5361.2403 | 5254.0155 | 5354.8651
4316.5802 | 4230.2486 | 4311.4473
3438.0791 | 3369.3175 | 3433.9908
1863.8535 | 1826.5764 | 1861.6371
894.0604 | 876.1792 | 892.9972
126.1284 | 123.6058 | 125.9784
0 | 0 | 0
0 | 0 | 0
0 | 0 | 0
0 | 0 | 0
0 | 0 | 0
0 | 0 | 0
0 | 0 | 0
0 | 0 | 0
0 | 0 | 0
0 | 0 | 0
116.8593 | 114.5221 | 116.7203
334.8093 | 328.1131 | 334.4112
507.3741 | 497.2266 | 506.7708
1822.5425 | 1786.0917 | 1820.3753
4082.4935 | 4000.8436 | 4077.6389
5722.7386 | 5608.2838 | 5715.9336
5443.7937 | 5334.9179 | 5437.3204
4704.7272 | 4610.6326 | 4699.1327
3862.2495 | 3785.0046 | 3857.6569
3758.6781 | 3683.5046 | 3754.2086
3001.1977 | 2941.1737 | 2997.6289
2244.4823 | 2199.5927 | 2241.8134
752.0586 | 737.0174 | 751.1643
142.1091 | 139.2669 | 141.9401
0 | 0 | 0
0 | 0 | 0
0 | 0 | 0
0 | 0 | 0
0 | 0 | 0
0 | 0 | 0
0 | 0 | 0
0 | 0 | 0
0 | 0 | 0
0 | 0 | 0
215.0619 | 210.7607 | 214.8062
1048.6926 | 1027.7187 | 1047.4456
2270.5153 | 2225.105 | 2267.8154
3461.443 | 3392.2141 | 3457.3269
3916.4186 | 3838.0902 | 3911.7615
5130.2089 | 5027.6047 | 5124.1084
5368.1122 | 5260.75 | 5361.7289
5840.2399 | 5723.4351 | 5833.2952
5478.6473 | 5369.0743 | 5472.1325
4581.0788 | 4489.4572 | 4575.6314
3665.0973 | 3591.7953 | 3660.739
2310.6591 | 2264.4459 | 2307.9114
907.9902 | 889.8304 | 906.9105
125.7385 | 123.2237 | 125.5889
0 | 0 | 0
0 | 0 | 0
0 | 0 | 0
0 | 0 | 0
0 | 0 | 0
0 | 0 | 0
0 | 0 | 0
0 | 0 | 0
0 | 0 | 0
0 | 0 | 0
160.8438 | 157.6269 | 160.6525
1180.3072 | 1156.701 | 1178.9037
2655.3387 | 2602.2319 | 2652.1812
3936.388 | 3857.6602 | 3931.7072
4905.426 | 4807.3175 | 4899.5929
5543.253 | 5432.3879 | 5536.6614
5838.574 | 5721.8025 | 5831.6312
5778.2328 | 5662.6681 | 5771.3618
5405.5151 | 5297.4048 | 5399.0873
4659.8046 | 4566.6085 | 4654.2635
3675.5998 | 3602.0878 | 3671.229
2361.3901 | 2314.1623 | 2358.5821
915.5166 | 897.2062 | 914.4279
110.3895 | 108.1817 | 110.2582
0 | 0 | 0
0 | 0 | 0
0 | 0 | 0
0 | 0 | 0
0 | 0 | 0
0 | 0 | 0
0 | 0 | 0
0 | 0 | 0
0 | 0 | 0
0 | 0 | 0
115.5363 | 113.2255 | 115.3989
1035.1164 | 1014.4141 | 1033.8855
1873.5518 | 1836.0807 | 1871.3239
3127.8747 | 3065.3172 | 3124.1553
4129.7714 | 4047.1759 | 4124.8606
5160.6652 | 5057.4519 | 5154.5286
4888.67 | 4790.8966 | 4882.8568
5378.1025 | 5270.5404 | 5371.7073
5394.1735 | 5286.29 | 5387.7592
4676.2243 | 4582.6998 | 4670.6637
3643.5801 | 3570.7085 | 3639.2474
2333.2414 | 2286.5765 | 2330.4669
913.3941 | 895.1262 | 912.3079
102.1948 | 100.1509 | 102.0733
0 | 0 | 0
0 | 0 | 0
0 | 0 | 0
0 | 0 | 0
0 | 0 | 0
0 | 0 | 0
0 | 0 | 0
0 | 0 | 0
0 | 0 | 0
0 | 0 | 0
181.6892 | 178.0554 | 181.4732
1068.9514 | 1047.5724 | 1067.6803
1733.1214 | 1698.459 | 1731.0605
3025.6441 | 2965.1312 | 3022.0462
4331.846 | 4245.2091 | 4326.6949
4965.9351 | 4866.6164 | 4960.03
5644.1361 | 5531.2534 | 5637.4246
5431.38 | 5322.7524 | 5424.9214
4189.164 | 4105.3808 | 4184.1826
3752.4961 | 3677.4462 | 3748.034
2776.1351 | 2720.6124 | 2772.8339
2006.162 | 1966.0387 | 2003.7764
892.1085 | 874.2663 | 891.0477
136.3123 | 133.586 | 136.1502
0 | 0 | 0
0 | 0 | 0
0 | 0 | 0
0 | 0 | 0
0 | 0 | 0
0 | 0 | 0
0 | 0 | 0
0 | 0 | 0
0 | 0 | 0
0 | 0 | 0
227.6214 | 223.069 | 227.3507
1018.5758 | 998.2042 | 1017.3646
2329.9108 | 2283.3126 | 2327.1403
3273.9139 | 3208.4356 | 3270.0208
4852.7662 | 4755.7109 | 4846.9957
5543.1089 | 5432.2467 | 5536.5175
5847.4124 | 5730.4641 | 5840.4591
5794.3639 | 5678.4766 | 5787.4737
5406.6996 | 5298.5657 | 5400.2704
4715.0439 | 4620.743 | 4709.4371
3663.9259 | 3590.6474 | 3659.5691
2341.2668 | 2294.4414 | 2338.4827
916.8497 | 898.5127 | 915.7595
158.7201 | 155.5457 | 158.5314
0 | 0 | 0
0 | 0 | 0
0 | 0 | 0
0 | 0 | 0
0 | 0 | 0
0 | 0 | 0
0 | 0 | 0
0 | 0 | 0
0 | 0 | 0
0 | 0 | 0
148.7878 | 145.8121 | 148.6109
1196.7782 | 1172.8426 | 1195.3551
2618.549 | 2566.1781 | 2615.4353
3847.2532 | 3770.3082 | 3842.6784
4763.0817 | 4667.82 | 4757.4178
5462.3094 | 5353.0632 | 5455.8141
5810.1167 | 5693.9144 | 5803.2078
5791.2362 | 5675.4115 | 5784.3498
5380.9094 | 5273.2912 | 5374.5109
4673.8936 | 4580.4157 | 4668.3358
1462.087 | 1432.8453 | 1460.3485
311.7168 | 305.4825 | 311.3461
27.2088 | 26.6646 | 27.1764
0 | 0 | 0
0 | 0 | 0
0 | 0 | 0
0 | 0 | 0
0 | 0 | 0
0 | 0 | 0
0 | 0 | 0
0 | 0 | 0
0 | 0 | 0
0 | 0 | 0
0 | 0 | 0
202.4145 | 198.3662 | 202.1738
1190.6271 | 1166.8146 | 1189.2114
2606.0296 | 2553.909 | 2602.9307
3889.8555 | 3812.0584 | 3885.23
4842.3707 | 4745.5233 | 4836.6126
5487.7411 | 5377.9863 | 5481.2155
5783.2963 | 5667.6304 | 5776.4193
5702.5077 | 5588.4576 | 5695.7268
5295.4334 | 5189.5248 | 5289.1366
3764.1111 | 3688.8289 | 3759.6352
3370.9846 | 3303.5649 | 3366.9761
2078.019 | 2036.4587 | 2075.548
952.3477 | 933.3007 | 951.2152
182.18 | 178.5364 | 181.9634
0 | 0 | 0
0 | 0 | 0
0 | 0 | 0
0 | 0 | 0
0 | 0 | 0
0 | 0 | 0
0 | 0 | 0
0 | 0 | 0
0 | 0 | 0
0 | 0 | 0
227.9836 | 223.424 | 227.7125
1196.2696 | 1172.3442 | 1194.8471
2609.8557 | 2557.6586 | 2606.7523
3249.9712 | 3184.9717 | 3246.1066
4991.8046 | 4891.9685 | 4985.8688
5632.5608 | 5519.9096 | 5625.863
5889.8534 | 5772.0564 | 5882.8497
3322.0794 | 3255.6378 | 3318.1291
2410.9122 | 2362.6939 | 2408.0453
1938.4719 | 1899.7024 | 1936.1668
900.0784 | 882.0768 | 899.0081
528.6918 | 518.118 | 528.0631
29.5439 | 28.953 | 29.5087
0 | 0 | 0
0 | 0 | 0
0 | 0 | 0
0 | 0 | 0
0 | 0 | 0
0 | 0 | 0
0 | 0 | 0
0 | 0 | 0
0 | 0 | 0
0 | 0 | 0
0 | 0 | 0
254.3563 | 249.2692 | 254.0538
548.13 | 537.1674 | 547.4782
1077.4696 | 1055.9202 | 1076.1883
2277.9378 | 2232.3791 | 2275.2291
3427.4071 | 3358.859 | 3423.3316
4337.7617 | 4251.0064 | 4332.6035
5976.0662 | 5856.5449 | 5968.96
5941.2127 | 5822.3884 | 5934.1479
5527.0094 | 5416.4692 | 5520.4372
1493.3916 | 1463.5238 | 1491.6158
945.7851 | 926.8694 | 944.6604
1407.6538 | 1379.5007 | 1405.9799
908.7766 | 890.601 | 907.6959
187.9642 | 184.2049 | 187.7407
0 | 0 | 0
0 | 0 | 0
0 | 0 | 0
0 | 0 | 0
0 | 0 | 0
0 | 0 | 0
0 | 0 | 0
0 | 0 | 0
0 | 0 | 0
0 | 0 | 0
260.4791 | 255.2695 | 260.1694
1234.3328 | 1209.6461 | 1232.865
2627.0128 | 2574.4725 | 2623.889
3884.1147 | 3806.4324 | 3879.496
4851.9506 | 4754.9116 | 4846.1811
5451.5626 | 5342.5314 | 5445.0801
5871.9088 | 5754.4706 | 5864.9264
5880.0901 | 5762.4883 | 5873.098
5457.9423 | 5348.7835 | 5451.4522
4770.9247 | 4675.5062 | 4765.2515
3702.2784 | 3628.2328 | 3697.876
2278.8936 | 2233.3157 | 2276.1837
1010.9115 | 990.6933 | 1009.7094
186.3909 | 182.6631 | 186.1693
0 | 0 | 0
0 | 0 | 0
0 | 0 | 0
0 | 0 | 0
0 | 0 | 0
0 | 0 | 0
0 | 0 | 0
0 | 0 | 0
0 | 0 | 0
0 | 0 | 0
226.0746 | 221.5531 | 225.8057
1133.9813 | 1111.3017 | 1132.6328
2262.6656 | 2217.4123 | 2259.975
3901.8523 | 3823.8153 | 3897.2126
4806.1233 | 4710.0008 | 4800.4083
5421.2027 | 5312.7786 | 5414.7562
5705.9375 | 5591.8187 | 5699.1525
5747.2365 | 5632.2918 | 5740.4024
1382.9607 | 1355.3015 | 1381.3162
4659.7922 | 4566.5963 | 4654.2511
3586.514 | 3514.7837 | 3582.2492
1886.4264 | 1848.6979 | 1884.1833
898.6017 | 880.6297 | 897.5332
190.2461 | 186.4412 | 190.0199
0 | 0 | 0
0 | 0 | 0
0 | 0 | 0
0 | 0 | 0
0 | 0 | 0
0 | 0 | 0
0 | 0 | 0
0 | 0 | 0
0 | 0 | 0
0 | 0 | 0
199.1375 | 195.1547 | 198.9007
1217.1207 | 1192.7783 | 1215.6734
2649.7803 | 2596.7847 | 2646.6294
3929.1984 | 3850.6144 | 3924.5261
4859.7174 | 4762.5231 | 4853.9386
4494.9272 | 4405.0286 | 4489.5822
4734.1099 | 4639.4277 | 4728.4805
3583.5283 | 3511.8577 | 3579.2671
2916.086 | 2857.7643 | 2912.6184
2353.0872 | 2306.0255 | 2350.2891
1294.9445 | 1269.0456 | 1293.4046
1821.6176 | 1785.1853 | 1819.4515
17.5935 | 17.2416 | 17.5726
36.6861 | 35.9524 | 36.6425
0 | 0 | 0
0 | 0 | 0
0 | 0 | 0
0 | 0 | 0
0 | 0 | 0
0 | 0 | 0
0 | 0 | 0
0 | 0 | 0
0 | 0 | 0
0 | 0 | 0
113.2593 | 110.9941 | 113.1246
500.6681 | 490.6548 | 500.0728
352.2745 | 345.229 | 351.8556
1727.2648 | 1692.7195 | 1725.2109
1743.5335 | 1708.6628 | 1741.4602
1794.9973 | 1759.0973 | 1792.8628
2075.7584 | 2034.2432 | 2073.2901
1300.2265 | 1274.222 | 1298.6804
609.6964 | 597.5025 | 608.9714
1774.9509 | 1739.4519 | 1772.8403
2081.1997 | 2039.5757 | 2078.7249
2081.7141 | 2040.0798 | 2079.2387
765.3609 | 750.0537 | 764.4508
212.558 | 208.3068 | 212.3052
0 | 0 | 0
0 | 0 | 0
0 | 0 | 0
0 | 0 | 0
0 | 0 | 0
0 | 0 | 0
0 | 0 | 0
0 | 0 | 0
0 | 0 | 0
0 | 0 | 0
224.7885 | 220.2927 | 224.5212
1128.4721 | 1105.9027 | 1127.1302
2688.3755 | 2634.608 | 2685.1788
3918.1153 | 3839.753 | 3913.4562
4881.5224 | 4783.892 | 4875.7177
5513.1008 | 5402.8388 | 5506.5451
5824.2415 | 5707.7566 | 5817.3158
5889.1026 | 5771.3206 | 5882.0998
5561.4142 | 5450.186 | 5554.8011
4833.3784 | 4736.7108 | 4827.631
3693.9675 | 3620.0882 | 3689.5749
2479.8456 | 2430.2487 | 2476.8968
899.1833 | 881.1997 | 898.1141
213.8275 | 209.5509 | 213.5732
0 | 0 | 0
0 | 0 | 0
0 | 0 | 0
0 | 0 | 0
0 | 0 | 0
0 | 0 | 0
0 | 0 | 0
0 | 0 | 0
0 | 0 | 0
0 | 0 | 0
265.7606 | 260.4454 | 265.4446
1068.9911 | 1047.6113 | 1067.72
2135.5256 | 2092.8151 | 2132.9862
3841.5809 | 3764.7492 | 3837.0128
4745.7365 | 4650.8218 | 4740.0933
5481.576 | 5371.9444 | 5475.0577
5830.9362 | 5714.3175 | 5824.0025
5858.5069 | 5741.3367 | 5851.5404
5519.1317 | 5408.7491 | 5512.5688
4775.8011 | 4680.2851 | 4770.1222
3726.0167 | 3651.4964 | 3721.586
2418.1447 | 2369.7818 | 2415.2693
1041.5017 | 1020.6717 | 1040.2632
190.5868 | 186.775 | 190.3601
0 | 0 | 0
0 | 0 | 0
0 | 0 | 0
0 | 0 | 0
0 | 0 | 0
0 | 0 | 0
0 | 0 | 0
0 | 0 | 0
0 | 0 | 0
0 | 0 | 0
204.8342 | 200.7375 | 204.5906
1198.8375 | 1174.8608 | 1197.412
2575.9168 | 2524.3984 | 2572.8537
3852.9023 | 3775.8443 | 3848.3208
4773.3715 | 4677.904 | 4767.6954
5489.4474 | 5379.6585 | 5482.9198
5814.6854 | 5698.3917 | 5807.7711
5767.8181 | 5652.4618 | 5760.9595
5397.3053 | 5289.3592 | 5390.8872
4668.5601 | 4575.1889 | 4663.0086
3656.4408 | 3583.3119 | 3652.0928
2387.4575 | 2339.7084 | 2384.6186
1024.5605 | 1004.0693 | 1023.3421
167.3815 | 164.0339 | 167.1825
0 | 0 | 0
0 | 0 | 0
0 | 0 | 0
0 | 0 | 0
0 | 0 | 0
0 | 0 | 0
0 | 0 | 0
0 | 0 | 0
0 | 0 | 0
0 | 0 | 0
207.008 | 202.8678 | 206.7618
1159.6125 | 1136.4202 | 1158.2335
1925.2824 | 1886.7768 | 1922.993
3299.6324 | 3233.6397 | 3295.7087
4193.5537 | 4109.6826 | 4188.5671
5454.8017 | 5345.7057 | 5448.3153
5323.5482 | 5217.0772 | 5317.2179
4614.5452 | 4522.2543 | 4609.058
4856.9058 | 4759.7677 | 4851.1304
4212.7482 | 4128.4932 | 4207.7387
3213.4302 | 3149.1616 | 3209.6091
2285.8598 | 2240.1426 | 2283.1417
1014.7681 | 994.4728 | 1013.5615
191.7747 | 187.9392 | 191.5466
0 | 0 | 0
0 | 0 | 0
0 | 0 | 0
0 | 0 | 0
0 | 0 | 0
0 | 0 | 0
0 | 0 | 0
0 | 0 | 0
0 | 0 | 0
0 | 0 | 0
202.6726 | 198.6191 | 202.4316
1195.216 | 1171.3117 | 1193.7948
2594.1327 | 2542.2501 | 2591.048
3811.9396 | 3735.7008 | 3807.4067
4752.0001 | 4656.9601 | 4746.3495
5369.1055 | 5261.7234 | 5362.721
5696.6048 | 5582.6727 | 5689.8308
5655.3228 | 5542.2164 | 5648.598
5385.3086 | 5277.6025 | 5378.9049
4668.357 | 4574.9898 | 4662.8057
3685.7952 | 3612.0793 | 3681.4124
2435.3028 | 2386.5968 | 2432.407
1025.1529 | 1004.6499 | 1023.9339
146.7129 | 143.7786 | 146.5384
0 | 0 | 0
0 | 0 | 0
0 | 0 | 0
0 | 0 | 0
0 | 0 | 0
0 | 0 | 0
0 | 0 | 0
0 | 0 | 0
0 | 0 | 0
0 | 0 | 0
191.5172 | 187.6869 | 191.2895
1184.7383 | 1161.0435 | 1183.3295
2596.515 | 2544.5847 | 2593.4274
3806.0218 | 3729.9014 | 3801.496
4731.2019 | 4636.5779 | 4725.576
5329.588 | 5222.9962 | 5323.2505
5729.2312 | 5614.6466 | 5722.4185
5675.4412 | 5561.9324 | 5668.6925
5308.9923 | 5202.8125 | 5302.6793
4639.2908 | 4546.505 | 4633.7742
3021.199 | 2960.775 | 3017.6064
2009.3873 | 1969.1996 | 2006.9979
334.954 | 328.2549 | 334.5557
175.7261 | 172.2116 | 175.5172
0 | 0 | 0
0 | 0 | 0
0 | 0 | 0
0 | 0 | 0
0 | 0 | 0
0 | 0 | 0
0 | 0 | 0
0 | 0 | 0
0 | 0 | 0
0 | 0 | 0
188.5888 | 184.8171 | 188.3646
1170.3928 | 1146.985 | 1169.0011
2511.8927 | 2461.6549 | 2508.9058
3653.1411 | 3580.0782 | 3648.797
4381.3836 | 4293.756 | 4376.1736
4774.042 | 4678.5611 | 4768.3651
5489.5065 | 5379.7164 | 5482.9788
5556.3352 | 5445.2084 | 5549.728
4189.6952 | 4105.9013 | 4184.7131
2786.4821 | 2730.7525 | 2783.1686
611.5385 | 599.3077 | 610.8113
76.5895 | 75.0577 | 76.4984
234.536 | 229.8453 | 234.2571
47.586 | 46.6343 | 47.5294
0 | 0 | 0
0 | 0 | 0
0 | 0 | 0
0 | 0 | 0
0 | 0 | 0
0 | 0 | 0
0 | 0 | 0
0 | 0 | 0
0 | 0 | 0
0 | 0 | 0
206.8125 | 202.6762 | 206.5666
1186.7256 | 1162.9911 | 1185.3144
2561.0184 | 2509.798 | 2557.9731
3798.162 | 3722.1988 | 3793.6456
4721.7599 | 4627.3247 | 4716.1451
5318.979 | 5212.5994 | 5312.6541
5658.6485 | 5545.4755 | 5651.9197
5638.185 | 5525.4213 | 5631.4805
5259.0435 | 5153.8627 | 5252.7899
4520.7034 | 4430.2894 | 4515.3278
3440.3593 | 3371.5521 | 3436.2683
1820.2438 | 1783.839 | 1818.0793
0 | 0 | 0
0 | 0 | 0
0 | 0 | 0
0 | 0 | 0
0 | 0 | 0
0 | 0 | 0
0 | 0 | 0
0 | 0 | 0
0 | 0 | 0
0 | 0 | 0
0 | 0 | 0
0 | 0 | 0
199.533 | 195.5423 | 199.2957
1201.8798 | 1177.8422 | 1200.4506
2570.6848 | 2519.2711 | 2567.628
3783.9715 | 3708.292 | 3779.4719
4635.5766 | 4542.8651 | 4630.0644
5220.3348 | 5115.9281 | 5214.1273
5546.5682 | 5435.6368 | 5539.9727
5350.8836 | 5243.866 | 5344.5208
1695.9896 | 1662.0698 | 1693.9729
710.8431 | 696.6262 | 709.9978
1084.6338 | 1062.9411 | 1083.344
1883.7548 | 1846.0797 | 1881.5148
904.1277 | 886.0451 | 903.0526
235.0858 | 230.3841 | 234.8062
0 | 0 | 0
0 | 0 | 0
0 | 0 | 0
0 | 0 | 0
0 | 0 | 0
0 | 0 | 0
0 | 0 | 0
0 | 0 | 0
0 | 0 | 0
0 | 0 | 0
169.3057 | 165.9196 | 169.1044
1148.288 | 1125.3223 | 1146.9226
2527.2429 | 2476.6981 | 2524.2377
3715.6865 | 3641.3728 | 3711.2681
4606.0815 | 4513.9598 | 4600.6043
5287.4702 | 5181.7208 | 5281.1828
5571.6999 | 5460.2659 | 5565.0745
5557.6757 | 5446.5221 | 5551.0669
5115.9028 | 5013.5847 | 5109.8193
4446.4723 | 4357.5428 | 4441.1849
2444.1469 | 2395.264 | 2441.2406
1419.4841 | 1391.0944 | 1417.7961
581.4721 | 569.8427 | 580.7807
179.1837 | 175.6 | 178.9706
0 | 0 | 0
0 | 0 | 0
0 | 0 | 0
0 | 0 | 0
0 | 0 | 0
0 | 0 | 0
0 | 0 | 0
0 | 0 | 0
0 | 0 | 0
0 | 0 | 0
208.3742 | 204.2067 | 208.1264
1105.6941 | 1083.5802 | 1104.3793
2307.5498 | 2261.3988 | 2304.8059
3313.0084 | 3246.7482 | 3309.0688
4248.0976 | 4163.1357 | 4243.0461
4839.8281 | 4743.0315 | 4834.0729
5623.7618 | 5511.2865 | 5617.0744
5587.6579 | 5475.9047 | 5581.0135
5260.5032 | 5155.2932 | 5254.2479
4579.4139 | 4487.8257 | 4573.9685
3608.432 | 3536.2633 | 3604.1411
2370.586 | 2323.1743 | 2367.7671
1043.0267 | 1022.1661 | 1041.7864
197.0004 | 193.0604 | 196.7661
0 | 0 | 0
0 | 0 | 0
0 | 0 | 0
0 | 0 | 0
0 | 0 | 0
0 | 0 | 0
0 | 0 | 0
0 | 0 | 0
0 | 0 | 0
0 | 0 | 0
184.6865 | 180.9928 | 184.4669
1170.6009 | 1147.1888 | 1169.2089
2552.328 | 2501.2814 | 2549.2929
3785.6073 | 3709.8952 | 3781.1058
4787.3547 | 4691.6076 | 4781.662
5430.0421 | 5321.4412 | 5423.5851
5742.787 | 5627.9313 | 5735.9582
5704.083 | 5590.0013 | 5697.3001
5318.6785 | 5212.3049 | 5312.3539
4619.4678 | 4527.0785 | 4613.9747
3631.0684 | 3558.447 | 3626.7506
2016.8362 | 1976.4995 | 2014.438
976.4549 | 956.9258 | 975.2938
229.9271 | 225.3285 | 229.6537
0 | 0 | 0
0 | 0 | 0
0 | 0 | 0
0 | 0 | 0
0 | 0 | 0
0 | 0 | 0
0 | 0 | 0
0 | 0 | 0
0 | 0 | 0
0 | 0 | 0
184.4802 | 180.7906 | 184.2608
1000.9784 | 980.9588 | 999.7881
2399.4373 | 2351.4486 | 2396.5841
3389.2912 | 3321.5054 | 3385.261
4753.45 | 4658.381 | 4747.7976
5388.3057 | 5280.5396 | 5381.8984
5632.2991 | 5519.6531 | 5625.6016
5597.0917 | 5485.1498 | 5590.4361
5229.7069 | 5125.1128 | 5223.4882
1584.3677 | 1552.6803 | 1582.4837
3089.4394 | 3027.6506 | 3085.7657
2351.8895 | 2304.8517 | 2349.0928
1024.733 | 1004.2383 | 1023.5144
237.5492 | 232.7982 | 237.2667
0 | 0 | 0
0 | 0 | 0
0 | 0 | 0
0 | 0 | 0
0 | 0 | 0
0 | 0 | 0
0 | 0 | 0
0 | 0 | 0
0 | 0 | 0
0 | 0 | 0
230.6067 | 225.9946 | 230.3325
421.5893 | 413.1575 | 421.088
2244.1186 | 2199.2362 | 2241.45
3127.6439 | 3065.091 | 3123.9247
3175.4291 | 3111.9205 | 3171.6531
4871.2306 | 4773.806 | 4865.4381
2892.035 | 2834.1943 | 2888.596
1846.4622 | 1809.533 | 1844.2666
4249.1205 | 4164.1381 | 4244.0678
373.7295 | 366.2549 | 373.2851
3175.485 | 3111.9753 | 3171.709
2410.5878 | 2362.376 | 2407.7213
1075.2681 | 1053.7627 | 1073.9894
223.3369 | 218.8701 | 223.0713
0 | 0 | 0
0 | 0 | 0
0 | 0 | 0
0 | 0 | 0
0 | 0 | 0
0 | 0 | 0
0 | 0 | 0
0 | 0 | 0
0 | 0 | 0
0 | 0 | 0
187.2215 | 183.4771 | 186.9989
1218.9717 | 1194.5923 | 1217.5222
2670.2765 | 2616.8709 | 2667.1012
3969.3898 | 3890.002 | 3964.6698
4977.9654 | 4878.4061 | 4972.046
5632.2421 | 5519.5973 | 5625.5447
5953.7062 | 5834.6321 | 5946.6266
5922.4949 | 5804.045 | 5915.4524
5484.0487 | 5374.3677 | 5477.5275
4792.8851 | 4697.0274 | 4787.1858
3762.8276 | 3687.5711 | 3758.3532
2483.5855 | 2433.9138 | 2480.6322
1075.7849 | 1054.2692 | 1074.5057
153.3003 | 150.2343 | 153.118
0 | 0 | 0
0 | 0 | 0
0 | 0 | 0
0 | 0 | 0
0 | 0 | 0
0 | 0 | 0
0 | 0 | 0
0 | 0 | 0
0 | 0 | 0
0 | 0 | 0
165.3441 | 162.0372 | 165.1475
1214.3934 | 1190.1056 | 1212.9494
2671.1276 | 2617.705 | 2667.9513
3942.1645 | 3863.3212 | 3937.4768
4937.8514 | 4839.0944 | 4931.9798
5581.6192 | 5469.9868 | 5574.982
5893.0744 | 5775.2129 | 5886.0668
5898.0078 | 5780.0477 | 5890.9944
5467.5642 | 5358.2129 | 5461.0626
4792.8142 | 4696.9579 | 4787.1149
3805.7008 | 3729.5868 | 3801.1754
2523.7743 | 2473.2988 | 2520.7733
1103.4819 | 1081.4123 | 1102.1698
172.6473 | 169.1944 | 172.442
0 | 0 | 0
0 | 0 | 0
0 | 0 | 0
0 | 0 | 0
0 | 0 | 0
0 | 0 | 0
0 | 0 | 0
0 | 0 | 0
0 | 0 | 0
0 | 0 | 0
172.0507 | 168.6097 | 171.8461
1222.0521 | 1197.611 | 1220.5989
2667.255 | 2613.9099 | 2664.0833
3926.4438 | 3847.9149 | 3921.7748
4933.7128 | 4835.0386 | 4927.8461
5610.7987 | 5498.5828 | 5604.1269
5896.8244 | 5778.8879 | 5889.8123
5902.0024 | 5783.9624 | 5894.9842
5580.4341 | 5468.8254 | 5573.7983
4838.6497 | 4741.8767 | 4832.896
3865.4713 | 3788.1618 | 3860.8748
2573.357 | 2521.8899 | 2570.297
1129.4883 | 1106.8985 | 1128.1452
142.8492 | 139.9923 | 142.6794
0 | 0 | 0
0 | 0 | 0
0 | 0 | 0
0 | 0 | 0
0 | 0 | 0
0 | 0 | 0
0 | 0 | 0
0 | 0 | 0
0 | 0 | 0
0 | 0 | 0
182.0649 | 178.4236 | 181.8484
1176.1523 | 1152.6292 | 1174.7537
2562.5359 | 2511.2852 | 2559.4887
3803.6888 | 3727.615 | 3799.1658
4779.9211 | 4684.3227 | 4774.2372
5394.9326 | 5287.0339 | 5388.5174
5741.533 | 5626.7024 | 5734.7057
5657.296 | 5544.1501 | 5650.5688
5298.9627 | 5192.9834 | 5292.6616
4603.2419 | 4511.1771 | 4597.7681
3644.3522 | 3571.4651 | 3640.0186
2426.6735 | 2378.1401 | 2423.7879
1100.087 | 1078.0853 | 1098.7789
202.9279 | 198.8694 | 202.6866
0 | 0 | 0
0 | 0 | 0
0 | 0 | 0
0 | 0 | 0
0 | 0 | 0
0 | 0 | 0
0 | 0 | 0
0 | 0 | 0
0 | 0 | 0
0 | 0 | 0
194.3354 | 190.4487 | 194.1043
1152.0257 | 1128.9852 | 1150.6558
2499.044 | 2449.0631 | 2496.0723
3745.541 | 3670.6302 | 3741.0871
4670.9732 | 4577.5537 | 4665.4188
5375.9884 | 5268.4686 | 5369.5957
5690.2432 | 5576.4384 | 5683.4769
5662.6834 | 5549.4298 | 5655.9498
5380.6363 | 5273.0236 | 5374.2381
4692.5492 | 4598.6982 | 4686.9692
3742.1255 | 3667.283 | 3737.6757
2488.7166 | 2438.9423 | 2485.7573
1101.3456 | 1079.3187 | 1100.036
179.245 | 175.6601 | 179.0319
0 | 0 | 0
0 | 0 | 0
0 | 0 | 0
0 | 0 | 0
0 | 0 | 0
0 | 0 | 0
0 | 0 | 0
0 | 0 | 0
0 | 0 | 0
0 | 0 | 0
159.3257 | 156.1392 | 159.1363
1158.2266 | 1135.0621 | 1156.8494
2528.6241 | 2478.0516 | 2525.6173
3706.0364 | 3631.9157 | 3701.6295
4679.2421 | 4585.6573 | 4673.6779
5385.604 | 5277.8919 | 5379.1999
5677.4942 | 5563.9443 | 5670.743
5636.8393 | 5524.1025 | 5630.1364
5300.0519 | 5194.0508 | 5293.7495
4673.6801 | 4580.2065 | 4668.1225
3702.7367 | 3628.682 | 3698.3337
2463.0196 | 2413.7592 | 2460.0908
1095.071 | 1073.1696 | 1093.7688
160.5145 | 157.3042 | 160.3236
0 | 0 | 0
0 | 0 | 0
0 | 0 | 0
0 | 0 | 0
0 | 0 | 0
0 | 0 | 0
0 | 0 | 0
0 | 0 | 0
0 | 0 | 0
0 | 0 | 0
195.4089 | 191.5007 | 195.1765
1106.7291 | 1084.5946 | 1105.4131
2436.8659 | 2388.1286 | 2433.9682
3640.6239 | 3567.8115 | 3636.2948
4589.7146 | 4497.9203 | 4584.2569
5237.9127 | 5133.1544 | 5231.6842
5628.1926 | 5515.6288 | 5621.5
5635.0262 | 5522.3257 | 5628.3255
5305.9056 | 5199.7875 | 5299.5963
4624.2868 | 4531.801 | 4618.7879
3684.7553 | 3611.0602 | 3680.3737
2463.9689 | 2414.6895 | 2461.039
1095.4412 | 1073.5324 | 1094.1386
185.7599 | 182.0447 | 185.539
0 | 0 | 0
0 | 0 | 0
0 | 0 | 0
0 | 0 | 0
0 | 0 | 0
0 | 0 | 0
0 | 0 | 0
0 | 0 | 0
0 | 0 | 0
0 | 0 | 0
171.8673 | 168.43 | 171.6629
1102.8644 | 1080.8071 | 1101.553
2453.0897 | 2404.0279 | 2450.1727
3640.1211 | 3567.3186 | 3635.7925
4565.1011 | 4473.7991 | 4559.6727
5196.5815 | 5092.6499 | 5190.4022
5491.8004 | 5381.9644 | 5485.27
5043.8531 | 4942.976 | 5037.8553
4728.7541 | 4634.179 | 4723.131
3460.8541 | 3391.637 | 3456.7388
1493.7503 | 1463.8753 | 1491.9741
456.8654 | 447.7281 | 456.3222
509.07 | 498.8886 | 508.4647
155.688 | 152.5742 | 155.5028
0 | 0 | 0
0 | 0 | 0
0 | 0 | 0
0 | 0 | 0
0 | 0 | 0
0 | 0 | 0
0 | 0 | 0
0 | 0 | 0
0 | 0 | 0
0 | 0 | 0
262.7562 | 257.501 | 262.4437
1127.6235 | 1105.071 | 1126.2826
2358.7427 | 2311.5679 | 2355.9379
3505.8788 | 3435.7612 | 3501.7099
4433.6512 | 4344.9782 | 4428.3791
5113.6741 | 5011.4006 | 5107.5934
5535.8012 | 5425.0852 | 5529.2185
5545.0028 | 5434.1028 | 5538.4092
4540.2943 | 4449.4884 | 4534.8954
2069.5461 | 2028.1552 | 2067.0852
1024.5611 | 1004.0698 | 1023.3427
21.5963 | 21.1643 | 21.5706
171.9338 | 168.4951 | 171.7294
34.7489 | 34.0539 | 34.7076
0 | 0 | 0
0 | 0 | 0
0 | 0 | 0
0 | 0 | 0
0 | 0 | 0
0 | 0 | 0
0 | 0 | 0
0 | 0 | 0
0 | 0 | 0
0 | 0 | 0
208.0055 | 203.8454 | 207.7582
1112.0537 | 1089.8126 | 1110.7314
2435.935 | 2387.2163 | 2433.0384
3620.7859 | 3548.3702 | 3616.4803
3942.5389 | 3863.6881 | 3937.8508
5210.4943 | 5106.2844 | 5204.2984
5486.4996 | 5376.7696 | 5479.9755
3427.6183 | 3359.0659 | 3423.5425
1974.6381 | 1935.1453 | 1972.29
3646.8852 | 3573.9475 | 3642.5486
686.6904 | 672.9566 | 685.8739
33.2747 | 32.6092 | 33.2351
674.6 | 661.108 | 673.7978
222.5274 | 218.0768 | 222.2628
0 | 0 | 0
0 | 0 | 0
0 | 0 | 0
0 | 0 | 0
0 | 0 | 0
0 | 0 | 0
0 | 0 | 0
0 | 0 | 0
0 | 0 | 0
0 | 0 | 0
190.6142 | 186.802 | 190.3876
1106.8437 | 1084.7068 | 1105.5275
2460.2718 | 2411.0664 | 2457.3462
3186.6264 | 3122.8939 | 3182.8371
3748.1249 | 3673.1624 | 3743.6679
5213.4676 | 5109.1982 | 5207.2681
5514.0324 | 5403.7518 | 5507.4756
4558.3743 | 4467.2068 | 4552.9538
3790.8354 | 3715.0187 | 3786.3276
1026.8335 | 1006.2969 | 1025.6125
1620.7357 | 1588.321 | 1618.8084
1258.4948 | 1233.3249 | 1256.9983
0 | 0 | 0
0 | 0 | 0
0 | 0 | 0
0 | 0 | 0
0 | 0 | 0
0 | 0 | 0
0 | 0 | 0
0 | 0 | 0
0 | 0 | 0
0 | 0 | 0
0 | 0 | 0
0 | 0 | 0
221.7854 | 217.3496 | 221.5216
693.1702 | 679.3068 | 692.346
2158.9076 | 2115.7295 | 2156.3405
2279.7527 | 2234.1577 | 2277.0418
4099.3036 | 4017.3175 | 4094.4291
5277.2551 | 5171.71 | 5270.9798
5133.0002 | 5030.3402 | 5126.8965
5566.7156 | 5455.3813 | 5560.0961
1492.4025 | 1462.5544 | 1490.6278
4322.1985 | 4235.7545 | 4317.0589
1277.8255 | 1252.269 | 1276.306
1937.0416 | 1898.3008 | 1934.7382
840.7386 | 823.9238 | 839.7388
276.1738 | 270.6503 | 275.8454
0 | 0 | 0
0 | 0 | 0
0 | 0 | 0
0 | 0 | 0
0 | 0 | 0
0 | 0 | 0
0 | 0 | 0
0 | 0 | 0
0 | 0 | 0
0 | 0 | 0
215.9765 | 211.657 | 215.7197
1106.4444 | 1084.3155 | 1105.1287
2468.7014 | 2419.3273 | 2465.7658
3730.3429 | 3655.736 | 3725.9071
4715.4118 | 4621.1035 | 4709.8046
5357.511 | 5250.3608 | 5351.1403
5688.2146 | 5574.4503 | 5681.4506
5710.9731 | 5596.7536 | 5704.182
5363.687 | 5256.4133 | 5357.309
4732.7264 | 4638.0718 | 4727.0986
3620.8649 | 3548.4476 | 3616.5593
2273.414 | 2227.9457 | 2270.7106
1089.5191 | 1067.7287 | 1088.2235
212.0436 | 207.8027 | 211.7914
0 | 0 | 0
0 | 0 | 0
0 | 0 | 0
0 | 0 | 0
0 | 0 | 0
0 | 0 | 0
0 | 0 | 0
0 | 0 | 0
0 | 0 | 0
0 | 0 | 0
196.3812 | 192.4536 | 196.1477
1077.0616 | 1055.5203 | 1075.7808
2420.9929 | 2372.573 | 2418.114
3653.3328 | 3580.2661 | 3648.9885
4644.6554 | 4551.7623 | 4639.1324
5280.318 | 5174.7116 | 5274.039
5623.327 | 5510.8605 | 5616.6402
5600.5085 | 5488.4983 | 5593.8488
2431.5622 | 2382.9309 | 2428.6708
3549.63 | 3478.6374 | 3545.4091
3674.2238 | 3600.7393 | 3669.8547
2450.7575 | 2401.7423 | 2447.8432
1118.4392 | 1096.0704 | 1117.1093
220.31 | 215.9038 | 220.048
0 | 0 | 0
0 | 0 | 0
0 | 0 | 0
0 | 0 | 0
0 | 0 | 0
0 | 0 | 0
0 | 0 | 0
0 | 0 | 0
0 | 0 | 0
0 | 0 | 0
195.6561 | 191.743 | 195.4234
1081.9061 | 1060.268 | 1080.6196
2440.5964 | 2391.7845 | 2437.6943
3639.9868 | 3567.1871 | 3635.6585
4606.424 | 4514.2955 | 4600.9464
5247.1578 | 5142.2147 | 5240.9183
5605.4212 | 5493.3128 | 5598.7557
5629.0673 | 5516.4859 | 5622.3737
4183.7717 | 4100.0963 | 4178.7967
4581.1234 | 4489.5009 | 4575.6759
2682.8832 | 2629.2256 | 2679.693
1924.7979 | 1886.302 | 1922.5091
865.4036 | 848.0956 | 864.3746
268.2122 | 262.8479 | 267.8932
0 | 0 | 0
0 | 0 | 0
0 | 0 | 0
0 | 0 | 0
0 | 0 | 0
0 | 0 | 0
0 | 0 | 0
0 | 0 | 0
0 | 0 | 0
0 | 0 | 0
203.2062 | 199.1421 | 202.9646
1086.4483 | 1064.7193 | 1085.1563
2421.2571 | 2372.832 | 2418.378
3569.2346 | 3497.8499 | 3564.9904
4421.2484 | 4332.8234 | 4415.991
4965.7698 | 4866.4544 | 4959.8649
5357.3675 | 5250.2201 | 5350.9969
4905.3825 | 4807.2749 | 4899.5494
4751.8742 | 4656.8367 | 4746.2237
2834.4497 | 2777.7607 | 2831.0792
1477.4196 | 1447.8712 | 1475.6628
1432.0082 | 1403.368 | 1430.3053
1136.1075 | 1113.3853 | 1134.7565
221.3363 | 216.9095 | 221.0731
0 | 0 | 0
0 | 0 | 0
0 | 0 | 0
0 | 0 | 0
0 | 0 | 0
0 | 0 | 0
0 | 0 | 0
0 | 0 | 0
0 | 0 | 0
0 | 0 | 0
195.6668 | 191.7534 | 195.4341
986.3393 | 966.6125 | 985.1664
1744.4431 | 1709.5542 | 1742.3688
3556.8494 | 3485.7124 | 3552.6199
4119.9785 | 4037.5789 | 4115.0794
4956.4687 | 4857.3393 | 4950.5749
1481.9916 | 1452.3517 | 1480.2293
5072.2502 | 4970.8052 | 5066.2187
5157.6433 | 5054.4904 | 5151.5102
1657.9547 | 1624.7956 | 1655.9832
99.5989 | 97.6069 | 99.4805
1332.3755 | 1305.728 | 1330.7911
1145.3447 | 1122.4378 | 1143.9828
259.2937 | 254.1078 | 258.9854
0 | 0 | 0
0 | 0 | 0
0 | 0 | 0
0 | 0 | 0
0 | 0 | 0
0 | 0 | 0
0 | 0 | 0
0 | 0 | 0
0 | 0 | 0
0 | 0 | 0
200.1293 | 196.1267 | 199.8914
1058.3119 | 1037.1456 | 1057.0534
2337.6271 | 2290.8746 | 2334.8474
3513.6844 | 3443.4108 | 3509.5063
4489.4615 | 4399.6723 | 4484.123
5023.2434 | 4922.7786 | 5017.2702
5340.4322 | 5233.6235 | 5334.0818
5330.6943 | 5224.0804 | 5324.3554
5047.8357 | 4946.879 | 5041.8332
2298.4622 | 2252.493 | 2295.7291
754.4552 | 739.3661 | 753.5581
574.1596 | 562.6764 | 573.4768
209.9171 | 205.7188 | 209.6675
15.5879 | 15.2762 | 15.5694
0 | 0 | 0
0 | 0 | 0
0 | 0 | 0
0 | 0 | 0
0 | 0 | 0
0 | 0 | 0
0 | 0 | 0
0 | 0 | 0
0 | 0 | 0
0 | 0 | 0
199.9187 | 195.9204 | 199.681
1066.0261 | 1044.7056 | 1064.7585
2343.6941 | 2296.8202 | 2340.9072
3508.3219 | 3438.1555 | 3504.1501
4484.3897 | 4394.7019 | 4479.0572
5185.5077 | 5081.7976 | 5179.3416
5555.9688 | 5444.8494 | 5549.3621
5512.3987 | 5402.1507 | 5505.8438
4577.4832 | 4485.9336 | 4572.0401
1974.5076 | 1935.0175 | 1972.1597
1969.1347 | 1929.752 | 1966.7932
1095.4976 | 1073.5876 | 1094.1949
876.5095 | 858.9793 | 875.4672
10.2954 | 10.0895 | 10.2831
0 | 0 | 0
0 | 0 | 0
0 | 0 | 0
0 | 0 | 0
0 | 0 | 0
0 | 0 | 0
0 | 0 | 0
0 | 0 | 0
0 | 0 | 0
0 | 0 | 0
206.9427 | 202.8038 | 206.6966
969.3885 | 950.0008 | 968.2358
1706.3742 | 1672.2467 | 1704.3451
1981.9572 | 1942.318 | 1979.6004
3887.2164 | 3809.4721 | 3882.5941
2240.3512 | 2195.5442 | 2237.6872
1881.3576 | 1843.7304 | 1879.1204
3381.5495 | 3313.9186 | 3377.5285
3596.3833 | 3524.4556 | 3592.1067
3390.7789 | 3322.9633 | 3386.7469
2646.7371 | 2593.8024 | 2643.5898
219.7674 | 215.372 | 219.5061
0 | 0 | 0
0 | 0 | 0
0 | 0 | 0
0 | 0 | 0
0 | 0 | 0
0 | 0 | 0
0 | 0 | 0
0 | 0 | 0
0 | 0 | 0
0 | 0 | 0
0 | 0 | 0
0 | 0 | 0
205.1218 | 201.0193 | 204.8779
1055.1866 | 1034.0829 | 1053.9319
2362.2316 | 2314.9869 | 2359.4226
3579.2101 | 3507.6259 | 3574.954
4611.4108 | 4519.1826 | 4605.9273
5261.7427 | 5156.5078 | 5255.4859
5671.5353 | 5558.1046 | 5664.7912
3669.2817 | 3595.8961 | 3664.9185
5362.3315 | 5255.0849 | 5355.9551
4692.443 | 4598.5941 | 4686.8631
3552.7838 | 3481.7282 | 3548.5592
2427.3267 | 2378.7801 | 2424.4403
432.6329 | 423.9803 | 432.1185
10.6935 | 10.4796 | 10.6807
0 | 0 | 0
0 | 0 | 0
0 | 0 | 0
0 | 0 | 0
0 | 0 | 0
0 | 0 | 0
0 | 0 | 0
0 | 0 | 0
0 | 0 | 0
0 | 0 | 0
180.7168 | 177.1025 | 180.5019
911.7966 | 893.5607 | 910.7124
2229.7358 | 2185.1411 | 2227.0843
3083.075 | 3021.4135 | 3079.4088
3987.148 | 3907.405 | 3982.4068
4571.6886 | 4480.2548 | 4566.2523
5609.3842 | 5497.1965 | 5602.7139
5659.0583 | 5545.8772 | 5652.329
5326.2919 | 5219.7661 | 5319.9583
4234.9861 | 4150.2864 | 4229.9503
3028.8707 | 2968.2933 | 3025.269
2104.5999 | 2062.5079 | 2102.0973
803.4396 | 787.3708 | 802.4842
0 | 0 | 0
0 | 0 | 0
0 | 0 | 0
0 | 0 | 0
0 | 0 | 0
0 | 0 | 0
0 | 0 | 0
0 | 0 | 0
0 | 0 | 0
0 | 0 | 0
0 | 0 | 0
204.1752 | 200.0917 | 203.9324
950.4112 | 931.4029 | 949.281
2112.1238 | 2069.8813 | 2109.6123
2484.5195 | 2434.8291 | 2481.5651
3727.9868 | 3653.4271 | 3723.5538
3979.1397 | 3899.5569 | 3974.408
4751.4908 | 4656.461 | 4745.8407
4597.3768 | 4505.4292 | 4591.9099
4274.5547 | 4189.0637 | 4269.4718
1888.4523 | 1850.6833 | 1886.2068
3019.0778 | 2958.6963 | 3015.4878
2442.3559 | 2393.5088 | 2439.4516
1029.833 | 1009.2364 | 1028.6084
130.9123 | 128.2941 | 130.7567
0 | 0 | 0
0 | 0 | 0
0 | 0 | 0
0 | 0 | 0
0 | 0 | 0
0 | 0 | 0
0 | 0 | 0
0 | 0 | 0
0 | 0 | 0
0 | 0 | 0
166.9745 | 163.635 | 166.7759
935.5588 | 916.8477 | 934.4464
2345.3219 | 2298.4155 | 2342.5331
3298.6797 | 3232.7061 | 3294.7572
3973.9443 | 3894.4654 | 3969.2188
4707.389 | 4613.2412 | 4701.7914
5478.6436 | 5369.0708 | 5472.1289
5479.5546 | 5369.9635 | 5473.0387
5201.7969 | 5097.7609 | 5195.6113
2597.5627 | 2545.6115 | 2594.4739
838.6489 | 821.876 | 837.6517
809.1522 | 792.9691 | 808.19
1038.822 | 1018.0456 | 1037.5867
278.9741 | 273.3946 | 278.6423
0 | 0 | 0
0 | 0 | 0
0 | 0 | 0
0 | 0 | 0
0 | 0 | 0
0 | 0 | 0
0 | 0 | 0
0 | 0 | 0
0 | 0 | 0
0 | 0 | 0
150.7205 | 147.7061 | 150.5412
71.2458 | 69.8209 | 71.1611
436.0906 | 427.3688 | 435.5721
2492.9959 | 2443.136 | 2490.0315
3773.9853 | 3698.5056 | 3769.4976
4259.6502 | 4174.4572 | 4254.5849
2881.2516 | 2823.6266 | 2877.8255
4202.6481 | 4118.5951 | 4197.6506
4262.9483 | 4177.6893 | 4257.8792
3426.5022 | 3357.9721 | 3422.4277
1785.5071 | 1749.797 | 1783.384
1030.1066 | 1009.5044 | 1028.8816
1095.4604 | 1073.5512 | 1094.1578
256.1127 | 250.9905 | 255.8082
0 | 0 | 0
0 | 0 | 0
0 | 0 | 0
0 | 0 | 0
0 | 0 | 0
0 | 0 | 0
0 | 0 | 0
0 | 0 | 0
0 | 0 | 0
0 | 0 | 0
212.001 | 207.761 | 211.7489
758.7287 | 743.5541 | 757.8264
1772.9868 | 1737.527 | 1770.8785
2382.507 | 2334.8568 | 2379.6739
1570.3559 | 1538.9488 | 1568.4886
5197.2935 | 5093.3476 | 5191.1133
5586.079 | 5474.3574 | 5579.4365
5148.5779 | 5045.6064 | 5142.4556
2173.2371 | 2129.7723 | 2170.6528
2899.0655 | 2841.0842 | 2895.6182
381.9699 | 374.3305 | 381.5157
1704.4005 | 1670.3125 | 1702.3738
1105.8116 | 1083.6954 | 1104.4967
11.1263 | 10.9037 | 11.113
0 | 0 | 0
0 | 0 | 0
0 | 0 | 0
0 | 0 | 0
0 | 0 | 0
0 | 0 | 0
0 | 0 | 0
0 | 0 | 0
0 | 0 | 0
0 | 0 | 0
187.8009 | 184.0448 | 187.5775
1037.3782 | 1016.6306 | 1036.1446
2397.9963 | 2350.0364 | 2395.1448
3654.8673 | 3581.77 | 3650.5213
4597.084 | 4505.1423 | 4591.6175
5231.7599 | 5127.1247 | 5225.5388
5553.222 | 5442.1576 | 5546.6186
5529.8454 | 5419.2485 | 5523.2697
5206.1231 | 5102.0006 | 5199.9324
4648.6847 | 4555.711 | 4643.1569
2697.9539 | 2643.9948 | 2694.7457
1759.6239 | 1724.4314 | 1757.5315
601.5947 | 589.5628 | 600.8794
241.9088 | 237.0706 | 241.6211
0 | 0 | 0
0 | 0 | 0
0 | 0 | 0
0 | 0 | 0
0 | 0 | 0
0 | 0 | 0
0 | 0 | 0
0 | 0 | 0
0 | 0 | 0
0 | 0 | 0
140.0623 | 137.261 | 139.8957
992.9218 | 973.0634 | 991.7411
2363.1231 | 2315.8606 | 2360.313
3512.8984 | 3442.6404 | 3508.7211
4430.3557 | 4341.7486 | 4425.0875
5050.2535 | 4949.2484 | 5044.2481
5490.8413 | 5381.0245 | 5484.3121
5472.7749 | 5363.3194 | 5466.2671
5254.7225 | 5149.6281 | 5248.4741
4303.8812 | 4217.8036 | 4298.7634
3423.4328 | 3354.9641 | 3419.3619
1118.9194 | 1096.541 | 1117.5889
1063.9186 | 1042.6402 | 1062.6534
257.9089 | 252.7507 | 257.6022
0 | 0 | 0
0 | 0 | 0
0 | 0 | 0
0 | 0 | 0
0 | 0 | 0
0 | 0 | 0
0 | 0 | 0
0 | 0 | 0
0 | 0 | 0
0 | 0 | 0
140.0834 | 137.2817 | 139.9168
981.8226 | 962.1862 | 980.6551
2372.7175 | 2325.2631 | 2369.896
3640.6307 | 3567.8181 | 3636.3015
4619.1118 | 4526.7296 | 4613.6192
5175.3465 | 5071.8395 | 5169.1924
5499.4968 | 5389.5069 | 5492.9572
5511.7867 | 5401.551 | 5505.2325
5177.6135 | 5074.0612 | 5171.4567
4557.7918 | 4466.636 | 4552.3721
3568.7825 | 3497.4069 | 3564.5388
2418.4321 | 2370.0634 | 2415.5563
966.9485 | 947.6095 | 965.7987
232.1349 | 227.4922 | 231.8589
0 | 0 | 0
0 | 0 | 0
0 | 0 | 0
0 | 0 | 0
0 | 0 | 0
0 | 0 | 0
0 | 0 | 0
0 | 0 | 0
0 | 0 | 0
0 | 0 | 0
122.4943 | 120.0444 | 122.3486
1011.3088 | 991.0827 | 1010.1063
2447.3404 | 2398.3936 | 2444.4302
3728.0376 | 3653.4768 | 3723.6045
4686.9804 | 4593.2408 | 4681.4071
5352.7293 | 5245.6748 | 5346.3643
5576.0452 | 5464.5243 | 5569.4147
5588.7637 | 5476.9884 | 5582.118
5120.8114 | 5018.3951 | 5114.7221
4536.2081 | 4445.4839 | 4530.814
3629.2768 | 3556.6913 | 3624.9612
2507.8658 | 2457.7085 | 2504.8836
1147.7261 | 1124.7716 | 1146.3613
181.6365 | 178.0038 | 181.4206
0 | 0 | 0
0 | 0 | 0
0 | 0 | 0
0 | 0 | 0
0 | 0 | 0
0 | 0 | 0
0 | 0 | 0
0 | 0 | 0
0 | 0 | 0
0 | 0 | 0
159.4327 | 156.2441 | 159.2432
973.5122 | 954.042 | 972.3546
2283.3206 | 2237.6541 | 2280.6054
3524.6657 | 3454.1724 | 3520.4745
4517.8473 | 4427.4904 | 4512.475
5182.1324 | 5078.4897 | 5175.9702
5540.2398 | 5429.435 | 5533.6518
5607.3063 | 5495.1602 | 5600.6386
5290.2839 | 5184.4782 | 5283.9931
4651.2476 | 4558.2226 | 4645.7167
3695.2274 | 3621.3229 | 3690.8334
2475.4974 | 2425.9874 | 2472.5537
1119.4868 | 1097.0971 | 1118.1556
186.3501 | 182.6231 | 186.1285
0 | 0 | 0
0 | 0 | 0
0 | 0 | 0
0 | 0 | 0
0 | 0 | 0
0 | 0 | 0
0 | 0 | 0
0 | 0 | 0
0 | 0 | 0
0 | 0 | 0
148.0603 | 145.0991 | 147.8842
979.624 | 960.0316 | 978.4592
2355.2943 | 2308.1885 | 2352.4936
3619.3197 | 3546.9333 | 3615.0159
4616.1173 | 4523.795 | 4610.6282
5300.2685 | 5194.2631 | 5293.9658
5657.3375 | 5544.1907 | 5650.6102
5679.0145 | 5565.4342 | 5672.2615
5360.4868 | 5253.2771 | 5354.1126
4730.1003 | 4635.4983 | 4724.4756
3771.9818 | 3696.5422 | 3767.4965
2528.905 | 2478.3269 | 2525.8978
1137.0075 | 1114.2674 | 1135.6555
163.5933 | 160.3215 | 163.3988
0 | 0 | 0
0 | 0 | 0
0 | 0 | 0
0 | 0 | 0
0 | 0 | 0
0 | 0 | 0
0 | 0 | 0
0 | 0 | 0
0 | 0 | 0
0 | 0 | 0
123.9852 | 121.5055 | 123.8377
970.1034 | 950.7013 | 968.9498
2305.6329 | 2259.5202 | 2302.8912
3483.4677 | 3413.7984 | 3479.3255
4497.5895 | 4407.6377 | 4492.2414
5137.9394 | 5035.1806 | 5131.8298
5568.8888 | 5457.511 | 5562.2667
5567.6685 | 5456.3152 | 5561.0479
5263.4956 | 5158.2257 | 5257.2367
4647.4971 | 4554.5471 | 4641.9706
3746.2994 | 3671.3734 | 3741.8446
2501.2558 | 2451.2307 | 2498.2815
1126.7974 | 1104.2615 | 1125.4575
180.6387 | 177.0259 | 180.4239
0 | 0 | 0
0 | 0 | 0
0 | 0 | 0
0 | 0 | 0
0 | 0 | 0
0 | 0 | 0
0 | 0 | 0
0 | 0 | 0
0 | 0 | 0
0 | 0 | 0
179.3186 | 175.7322 | 179.1054
980.6917 | 961.0778 | 979.5255
2288.6085 | 2242.8363 | 2285.887
3516.1631 | 3445.8398 | 3511.982
4505.0366 | 4414.9359 | 4499.6796
5155.9571 | 5052.838 | 5149.8261
5549.6378 | 5438.6451 | 5543.0387
5583.4022 | 5471.7341 | 5576.7629
5265.5844 | 5160.2727 | 5259.323
4615.7468 | 4523.4319 | 4610.2582
3688.9405 | 3615.1617 | 3684.5539
2477.5496 | 2427.9986 | 2474.6035
8.9998 | 8.8199 | 8.9891
0 | 0 | 0
0 | 0 | 0
0 | 0 | 0
0 | 0 | 0
0 | 0 | 0
0 | 0 | 0
0 | 0 | 0
0 | 0 | 0
0 | 0 | 0
0 | 0 | 0
0 | 0 | 0
175.1978 | 171.6938 | 174.9894
759.8079 | 744.6118 | 758.9044
1971.988 | 1932.5483 | 1969.6431
3435.4711 | 3366.7617 | 3431.386
4423.1112 | 4334.6489 | 4417.8516
5051.3867 | 4950.359 | 5045.38
5477.7928 | 5368.237 | 5471.2791
5481.9718 | 5372.3324 | 5475.4531
5225.6093 | 5121.0971 | 5219.3954
4581.0716 | 4489.4501 | 4575.6241
2975.1227 | 2915.6202 | 2971.5849
2306.3718 | 2260.2443 | 2303.6292
862.3786 | 845.1311 | 861.3532
133.3389 | 130.6721 | 133.1803
0 | 0 | 0
0 | 0 | 0
0 | 0 | 0
0 | 0 | 0
0 | 0 | 0
0 | 0 | 0
0 | 0 | 0
0 | 0 | 0
0 | 0 | 0
0 | 0 | 0
132.3161 | 129.6698 | 132.1587
919.2111 | 900.8269 | 918.118
2258.4475 | 2213.2785 | 2255.7619
3402.6488 | 3334.5958 | 3398.6027
4402.8404 | 4314.7836 | 4397.6049
5117.4303 | 5015.0817 | 5111.3451
5470.3286 | 5360.922 | 5463.8237
5465.8008 | 5356.4848 | 5459.3014
5176.4139 | 5072.8856 | 5170.2585
4530.0325 | 4439.4319 | 4524.6458
3565.5018 | 3494.1917 | 3561.262
2343.6661 | 2296.7928 | 2340.8792
1067.3731 | 1046.0257 | 1066.1039
180.6374 | 177.0247 | 180.4226
0 | 0 | 0
0 | 0 | 0
0 | 0 | 0
0 | 0 | 0
0 | 0 | 0
0 | 0 | 0
0 | 0 | 0
0 | 0 | 0
0 | 0 | 0
0 | 0 | 0
162.264 | 159.0187 | 162.0711
832.6958 | 816.0419 | 831.7056
2233.0326 | 2188.372 | 2230.3773
3442.4073 | 3373.5592 | 3438.3139
4397.6287 | 4309.6761 | 4392.3994
5037.8459 | 4937.089 | 5031.8553
5386.6346 | 5278.9019 | 5380.2293
5497.264 | 5387.3187 | 5490.7271
5189.8769 | 5086.0794 | 5183.7056
4533.2115 | 4442.5473 | 4527.821
3508.0159 | 3437.8556 | 3503.8445
1741.1331 | 1706.3104 | 1739.0626
749.1497 | 734.1667 | 748.2588
221.9496 | 217.5106 | 221.6856
0 | 0 | 0
0 | 0 | 0
0 | 0 | 0
0 | 0 | 0
0 | 0 | 0
0 | 0 | 0
0 | 0 | 0
0 | 0 | 0
0 | 0 | 0
0 | 0 | 0
156.7107 | 153.5765 | 156.5243
797.5712 | 781.6198 | 796.6228
2237.6539 | 2192.9008 | 2234.9931
3489.8622 | 3420.0649 | 3485.7123
1085.1158 | 1063.4135 | 1083.8255
3761.989 | 3686.7492 | 3757.5155
4120.8397 | 4038.4229 | 4115.9395
799.7541 | 783.759 | 798.8031
4536.3081 | 4445.5819 | 4530.9139
1600.9184 | 1568.9 | 1599.0147
3643.2497 | 3570.3848 | 3638.9175
2405.7548 | 2357.6397 | 2402.8941
1098.3154 | 1076.3491 | 1097.0094
236.2066 | 231.4825 | 235.9257
0 | 0 | 0
0 | 0 | 0
0 | 0 | 0
0 | 0 | 0
0 | 0 | 0
0 | 0 | 0
0 | 0 | 0
0 | 0 | 0
0 | 0 | 0
0 | 0 | 0
143.1078 | 140.2457 | 142.9376
923.9031 | 905.425 | 922.8045
2185.6407 | 2141.9279 | 2183.0417
3426.4073 | 3357.8792 | 3422.3329
4454.3075 | 4365.2213 | 4449.0108
5110.875 | 5008.6575 | 5104.7975
5394.0781 | 5286.1966 | 5387.6639
5392.5044 | 5284.6543 | 5386.0921
5087.5652 | 4985.8139 | 5081.5155
4471.6822 | 4382.2485 | 4466.3648
3587.0363 | 3515.2956 | 3582.7709
2341.132 | 2294.3094 | 2338.3482
1095.4059 | 1073.4978 | 1094.1033
225.5553 | 221.0442 | 225.2871
0 | 0 | 0
0 | 0 | 0
0 | 0 | 0
0 | 0 | 0
0 | 0 | 0
0 | 0 | 0
0 | 0 | 0
0 | 0 | 0
0 | 0 | 0
0 | 0 | 0
125.1749 | 122.6714 | 125.0261
909.6636 | 891.4703 | 908.5819
2250.4806 | 2205.471 | 2247.8045
3455.0905 | 3385.9887 | 3450.982
4453.5432 | 4364.4723 | 4448.2474
5185.316 | 5081.6097 | 5179.1501
5506.904 | 5396.7659 | 5500.3556
5561.8915 | 5450.6536 | 5555.2777
4767.5644 | 4672.2131 | 4761.8952
4261.591 | 4176.3591 | 4256.5234
3255.5314 | 3190.4207 | 3251.6601
2302.2689 | 2256.2235 | 2299.5312
1032.5181 | 1011.8677 | 1031.2903
189.1752 | 185.3916 | 188.9502
0 | 0 | 0
0 | 0 | 0
0 | 0 | 0
0 | 0 | 0
0 | 0 | 0
0 | 0 | 0
0 | 0 | 0
0 | 0 | 0
0 | 0 | 0
0 | 0 | 0
146.0625 | 143.1412 | 145.8888
855.5982 | 838.4862 | 854.5808
1977.4017 | 1937.8537 | 1975.0503
3002.7947 | 2942.7388 | 2999.224
4466.614 | 4377.2817 | 4461.3026
5101.0044 | 4998.9843 | 5094.9387
5440.5827 | 5331.771 | 5434.1132
5426.9035 | 5318.3655 | 5420.4503
5163.7084 | 5060.4342 | 5157.5682
4537.2185 | 4446.4741 | 4531.8232
3490.9527 | 3421.1336 | 3486.8015
2060.0236 | 2018.8231 | 2057.574
471.1255 | 461.703 | 470.5653
128.888 | 126.3102 | 128.7347
0 | 0 | 0
0 | 0 | 0
0 | 0 | 0
0 | 0 | 0
0 | 0 | 0
0 | 0 | 0
0 | 0 | 0
0 | 0 | 0
0 | 0 | 0
0 | 0 | 0
112.5602 | 110.309 | 112.4263
559.9868 | 548.7871 | 559.3209
2067.8574 | 2026.5002 | 2065.3985
3519.7286 | 3449.334 | 3515.5432
4520.4791 | 4430.0695 | 4515.1037
5178.5508 | 5074.9798 | 5172.3929
5541.0114 | 5430.1911 | 5534.4225
5481.107 | 5371.4849 | 5474.5893
4370.5549 | 4283.1439 | 4365.3578
3150.3078 | 3087.3016 | 3146.5617
3177.4225 | 3113.874 | 3173.6441
1266.4112 | 1241.0829 | 1264.9052
420.7935 | 412.3777 | 420.2932
52.0188 | 50.9784 | 51.9569
0 | 0 | 0
0 | 0 | 0
0 | 0 | 0
0 | 0 | 0
0 | 0 | 0
0 | 0 | 0
0 | 0 | 0
0 | 0 | 0
0 | 0 | 0
0 | 0 | 0
138.0163 | 135.2559 | 137.8521
882.9478 | 865.2889 | 881.8979
2174.8641 | 2131.3668 | 2172.2779
3436.4173 | 3367.689 | 3432.331
4397.5924 | 4309.6406 | 4392.3632
5108.9515 | 5006.7725 | 5102.8764
5545.679 | 5434.7654 | 5539.0846
5558.8488 | 5447.6718 | 5552.2387
5226.5316 | 5122.001 | 5220.3167
3624.4802 | 3551.9905 | 3620.1702
690.522 | 676.7116 | 689.7009
285.1245 | 279.422 | 284.7855
945.6017 | 926.6897 | 944.4773
212.8285 | 208.5719 | 212.5754
0 | 0 | 0
0 | 0 | 0
0 | 0 | 0
0 | 0 | 0
0 | 0 | 0
0 | 0 | 0
0 | 0 | 0
0 | 0 | 0
0 | 0 | 0
0 | 0 | 0
127.4783 | 124.9288 | 127.3268
358.6407 | 351.4679 | 358.2143
1362.4531 | 1335.204 | 1360.8329
2888.3583 | 2830.5912 | 2884.9237
3237.6046 | 3172.8525 | 3233.7547
3235.0712 | 3170.3698 | 3231.2244
2866.1183 | 2808.7959 | 2862.7101
2970.9514 | 2911.5324 | 2967.4186
5251.3374 | 5146.3106 | 5245.0929
4625.1651 | 4532.6618 | 4619.6652
2773.9362 | 2718.4575 | 2770.6377
884.3187 | 866.6323 | 883.2671
738.2667 | 723.5014 | 737.3888
187.842 | 184.0851 | 187.6186
0 | 0 | 0
0 | 0 | 0
0 | 0 | 0
0 | 0 | 0
0 | 0 | 0
0 | 0 | 0
0 | 0 | 0
0 | 0 | 0
0 | 0 | 0
0 | 0 | 0
111.306 | 109.0799 | 111.1736
791.9748 | 776.1353 | 791.033
1895.7081 | 1857.794 | 1893.4539
2922.2105 | 2863.7663 | 2918.7356
3798.8577 | 3722.8805 | 3794.3404
4459.8166 | 4370.6203 | 4454.5134
3815.053 | 3738.7519 | 3810.5165
5320.3936 | 5213.9857 | 5314.067
3383.2997 | 3315.6337 | 3379.2765
1925.7796 | 1887.264 | 1923.4896
2651.3763 | 2598.3488 | 2648.2235
1516.4325 | 1486.1039 | 1514.6293
633.6362 | 620.9635 | 632.8828
157.9753 | 154.8158 | 157.7875
0 | 0 | 0
0 | 0 | 0
0 | 0 | 0
0 | 0 | 0
0 | 0 | 0
0 | 0 | 0
0 | 0 | 0
0 | 0 | 0
0 | 0 | 0
0 | 0 | 0
112.8945 | 110.6366 | 112.7603
770.8956 | 755.4777 | 769.9789
2207.9649 | 2163.8056 | 2205.3394
3083.9022 | 3022.2242 | 3080.2351
3555.7804 | 3484.6648 | 3551.5522
4822.2663 | 4725.821 | 4816.5321
3897.4904 | 3819.5406 | 3892.8558
5617.1562 | 5504.813 | 5610.4767
4873.9365 | 4776.4577 | 4868.1408
3540.0082 | 3469.208 | 3535.7987
3656.4547 | 3583.3256 | 3652.1068
1755.7341 | 1720.6194 | 1753.6463
787.0487 | 771.3078 | 786.1128
172.096 | 168.654 | 171.8913
0 | 0 | 0
0 | 0 | 0
0 | 0 | 0
0 | 0 | 0
0 | 0 | 0
0 | 0 | 0
0 | 0 | 0
0 | 0 | 0
0 | 0 | 0
0 | 0 | 0
90.9374 | 89.1186 | 90.8292
852.5008 | 835.4508 | 851.4871
2246.3583 | 2201.4312 | 2243.6872
3499.6304 | 3429.6378 | 3495.469
4467.6555 | 4378.3024 | 4462.3429
5125.6277 | 5023.1152 | 5119.5328
5571.8475 | 5460.4106 | 5565.222
5562.9045 | 5451.6464 | 5556.2895
5243.9457 | 5139.0668 | 5237.71
4606.8877 | 4514.75 | 4601.4096
3662.5678 | 3589.3165 | 3658.2126
2400.4457 | 2352.4368 | 2397.5913
1031.1085 | 1010.4863 | 1029.8824
116.5136 | 114.1833 | 116.3751
0 | 0 | 0
0 | 0 | 0
0 | 0 | 0
0 | 0 | 0
0 | 0 | 0
0 | 0 | 0
0 | 0 | 0
0 | 0 | 0
0 | 0 | 0
0 | 0 | 0
100.5261 | 98.5156 | 100.4066
847.1611 | 830.2179 | 846.1537
2216.0947 | 2171.7728 | 2213.4595
3497.8757 | 3427.9181 | 3493.7163
4558.8266 | 4467.6501 | 4553.4056
5243.6773 | 5138.8037 | 5237.4419
5575.398 | 5463.8901 | 5568.7682
5563.1853 | 5451.9216 | 5556.5701
3197.5188 | 3133.5685 | 3193.7166
4540.471 | 4449.6616 | 4535.0719
1738.0515 | 1703.2905 | 1735.9848
561.1937 | 549.9698 | 560.5264
407.0229 | 398.8824 | 406.5389
52.4091 | 51.3609 | 52.3468
0 | 0 | 0
0 | 0 | 0
0 | 0 | 0
0 | 0 | 0
0 | 0 | 0
0 | 0 | 0
0 | 0 | 0
0 | 0 | 0
0 | 0 | 0
0 | 0 | 0
66.5504 | 65.2194 | 66.4713
494.7653 | 484.8699 | 494.1769
875.4119 | 857.9037 | 874.3709
2137.9336 | 2095.175 | 2135.3914
2147.811 | 2104.8547 | 2145.257
2613.0819 | 2560.8202 | 2609.9746
4357.5505 | 4270.3995 | 4352.3688
3613.3214 | 3541.055 | 3609.0247
4579.6782 | 4488.0846 | 4574.2324
1132.6335 | 1109.9809 | 1131.2867
2422.1015 | 2373.6594 | 2419.2213
1263.3667 | 1238.0993 | 1261.8644
320.0515 | 313.6505 | 319.6709
174.0387 | 170.5579 | 173.8318
0 | 0 | 0
0 | 0 | 0
0 | 0 | 0
0 | 0 | 0
0 | 0 | 0
0 | 0 | 0
0 | 0 | 0
0 | 0 | 0
0 | 0 | 0
0 | 0 | 0
75.8706 | 74.3532 | 75.7804
878.8832 | 861.3055 | 877.8381
2341.0154 | 2294.1951 | 2338.2317
3646.6686 | 3573.7352 | 3642.3323
4660.6513 | 4567.4383 | 4655.1092
5329.3548 | 5222.7677 | 5323.0176
5662.4083 | 5549.1601 | 5655.675
5652.3532 | 5539.3062 | 5645.6319
5321.0299 | 5214.6093 | 5314.7026
4664.9459 | 4571.6469 | 4659.3987
3672.8019 | 3599.3459 | 3668.4345
2038.0592 | 1997.298 | 2035.6357
993.9842 | 974.1045 | 992.8023
127.521 | 124.9706 | 127.3693
0 | 0 | 0
0 | 0 | 0
0 | 0 | 0
0 | 0 | 0
0 | 0 | 0
0 | 0 | 0
0 | 0 | 0
0 | 0 | 0
0 | 0 | 0
0 | 0 | 0
107.3541 | 105.2071 | 107.2265
589.426 | 577.6374 | 588.7251
2235.3864 | 2190.6787 | 2232.7283
3503.5688 | 3433.4974 | 3499.4026
4486.6779 | 4396.9444 | 4481.3428
5160.2517 | 5057.0467 | 5154.1156
5484.1393 | 5374.4565 | 5477.618
5497.605 | 5387.6529 | 5491.0677
4054.0323 | 3972.9517 | 4049.2116
1710.9844 | 1676.7647 | 1708.9498
1310.9228 | 1284.7044 | 1309.364
995.5351 | 975.6244 | 994.3513
457.7108 | 448.5566 | 457.1665
0 | 0 | 0
0 | 0 | 0
0 | 0 | 0
0 | 0 | 0
0 | 0 | 0
0 | 0 | 0
0 | 0 | 0
0 | 0 | 0
0 | 0 | 0
0 | 0 | 0
0 | 0 | 0
36.6307 | 35.8981 | 36.5872
306.928 | 300.7895 | 306.5631
1133.085 | 1110.4233 | 1131.7376
1318.2308 | 1291.8662 | 1316.6633
4037.1154 | 3956.3731 | 4032.3148
585.8545 | 574.1374 | 585.1578
1686.5694 | 1652.8381 | 1684.5639
4000.745 | 3920.7301 | 3995.9876
3424.1725 | 3355.689 | 3420.1007
1810.6446 | 1774.4317 | 1808.4916
1001.6961 | 981.6622 | 1000.505
1205.9744 | 1181.8549 | 1204.5403
594.5473 | 582.6563 | 593.8403
143.577 | 140.7055 | 143.4063
0 | 0 | 0
0 | 0 | 0
0 | 0 | 0
0 | 0 | 0
0 | 0 | 0
0 | 0 | 0
0 | 0 | 0
0 | 0 | 0
0 | 0 | 0
0 | 0 | 0
77.7173 | 76.163 | 77.6249
843.1252 | 826.2627 | 842.1226
2278.2669 | 2232.7015 | 2275.5577
3610.4647 | 3538.2554 | 3606.1715
2144.0423 | 2101.1615 | 2141.4928
3907.9525 | 3829.7934 | 3903.3055
2373.8989 | 2326.4209 | 2371.0761
5833.883 | 5717.2053 | 5826.9458
5469.9177 | 5360.5193 | 5463.4133
4794.0153 | 4698.135 | 4788.3146
3793.9237 | 3718.0452 | 3789.4122
2491.3518 | 2441.5247 | 2488.3893
1015.1042 | 994.8021 | 1013.8972
96.1123 | 94.19 | 95.998
0 | 0 | 0
0 | 0 | 0
0 | 0 | 0
0 | 0 | 0
0 | 0 | 0
0 | 0 | 0
0 | 0 | 0
0 | 0 | 0
0 | 0 | 0
0 | 0 | 0
60.219 | 59.0146 | 60.1474
838.6166 | 821.8443 | 837.6194
2306.6956 | 2260.5617 | 2303.9527
3628.9449 | 3556.366 | 3624.6297
4645.7892 | 4552.8734 | 4640.2648
5324.9882 | 5218.4884 | 5318.6562
5767.7176 | 5652.3633 | 5760.8591
5762.0204 | 5646.78 | 5755.1686
5424.9024 | 5316.4043 | 5418.4515
4729.9195 | 4635.3211 | 4724.295
3728.3327 | 3653.766 | 3723.8992
2430.0965 | 2381.4946 | 2427.2069
981.8969 | 962.259 | 980.7293
95.5718 | 93.6604 | 95.4582
0 | 0 | 0
0 | 0 | 0
0 | 0 | 0
0 | 0 | 0
0 | 0 | 0
0 | 0 | 0
0 | 0 | 0
0 | 0 | 0
0 | 0 | 0
0 | 0 | 0
60.5098 | 59.2996 | 60.4379
835.3228 | 818.6164 | 834.3295
2290.9897 | 2245.1699 | 2288.2654
3584.6846 | 3512.9909 | 3580.422
4561.518 | 4470.2876 | 4556.0938
5325.3908 | 5218.883 | 5319.0583
5754.8743 | 5639.7768 | 5748.0311
5751.3243 | 5636.2979 | 5744.4853
5457.6086 | 5348.4564 | 5451.1189
4743.5701 | 4648.6987 | 4737.9294
3712.4008 | 3638.1528 | 3707.9863
2416.0462 | 2367.7252 | 2413.1732
954.3887 | 935.3009 | 953.2538
107.008 | 104.8679 | 106.8808
0 | 0 | 0
0 | 0 | 0
0 | 0 | 0
0 | 0 | 0
0 | 0 | 0
0 | 0 | 0
0 | 0 | 0
0 | 0 | 0
0 | 0 | 0
0 | 0 | 0
65.3788 | 64.0712 | 65.3011
815.7127 | 799.3984 | 814.7427
2237.8205 | 2193.0641 | 2235.1595
3500.4175 | 3430.4092 | 3496.2551
4449.3502 | 4360.3632 | 4444.0594
5219.7265 | 5115.332 | 5213.5196
5645.815 | 5532.8987 | 5639.1014
5717.5797 | 5603.2281 | 5710.7808
5361.6729 | 5254.4395 | 5355.2973
4710.8654 | 4616.6481 | 4705.2636
2863.6681 | 2806.3948 | 2860.2629
2247.7421 | 2202.7873 | 2245.0693
932.8106 | 914.1544 | 931.7014
108.8842 | 106.7066 | 108.7548
0 | 0 | 0
0 | 0 | 0
0 | 0 | 0
0 | 0 | 0
0 | 0 | 0
0 | 0 | 0
0 | 0 | 0
0 | 0 | 0
0 | 0 | 0
0 | 0 | 0
66.2276 | 64.903 | 66.1488
765.6948 | 750.3809 | 764.7843
1801.9581 | 1765.9189 | 1799.8153
2887.7477 | 2829.9927 | 2884.3138
3980.9302 | 3901.3116 | 3976.1964
4245.1669 | 4160.2635 | 4240.1189
5555.8377 | 5444.721 | 5549.2312
5137.343 | 5034.5961 | 5131.2341
2147.8097 | 2104.8535 | 2145.2557
2047.5556 | 2006.6044 | 2045.1208
1865.0398 | 1827.739 | 1862.8221
1285.0522 | 1259.3512 | 1283.5242
128.9469 | 126.368 | 128.7936
0 | 0 | 0
0 | 0 | 0
0 | 0 | 0
0 | 0 | 0
0 | 0 | 0
0 | 0 | 0
0 | 0 | 0
0 | 0 | 0
0 | 0 | 0
0 | 0 | 0
0 | 0 | 0
60.0262 | 58.8256 | 59.9548
788.2785 | 772.513 | 787.3412
2178.5553 | 2134.9842 | 2175.9647
3457.4487 | 3388.2997 | 3453.3374
4448.3118 | 4359.3455 | 4443.0222
5179.6172 | 5076.0249 | 5173.458
5127.5351 | 5024.9844 | 5121.4379
2402.2551 | 2354.21 | 2399.3986
1256.5842 | 1231.4525 | 1255.09
1484.4964 | 1454.8065 | 1482.7311
751.8388 | 736.802 | 750.9447
1355.6496 | 1328.5367 | 1354.0376
838.3971 | 821.6292 | 837.4002
108.6526 | 106.4796 | 108.5234
0 | 0 | 0
0 | 0 | 0
0 | 0 | 0
0 | 0 | 0
0 | 0 | 0
0 | 0 | 0
0 | 0 | 0
0 | 0 | 0
0 | 0 | 0
0 | 0 | 0
61.5174 | 60.287 | 61.4442
667.6622 | 654.3089 | 666.8683
1795.1184 | 1759.216 | 1792.9838
3208.1262 | 3143.9637 | 3204.3114
2328.0791 | 2281.5175 | 2325.3108
4164.8291 | 4081.5325 | 4159.8766
2755.9905 | 2700.8707 | 2752.7133
4215.3657 | 4131.0584 | 4210.3532
5195.8892 | 5091.9715 | 5189.7107
4304.2533 | 4218.1682 | 4299.135
1113.3622 | 1091.095 | 1112.0383
993.2377 | 973.3729 | 992.0566
472.5003 | 463.0503 | 471.9384
53.8212 | 52.7448 | 53.7572
0 | 0 | 0
0 | 0 | 0
0 | 0 | 0
0 | 0 | 0
0 | 0 | 0
0 | 0 | 0
0 | 0 | 0
0 | 0 | 0
0 | 0 | 0
0 | 0 | 0
57.159 | 56.0158 | 57.091
796.3995 | 780.4715 | 795.4525
2194.1293 | 2150.2468 | 2191.5203
3565.3712 | 3494.0638 | 3561.1315
4644.6523 | 4551.7593 | 4639.1293
5448.4479 | 5339.479 | 5441.9691
5849.8141 | 5732.8178 | 5842.858
5869.1744 | 5751.7909 | 5862.1953
5521.8858 | 5411.4481 | 5515.3196
4821.5932 | 4725.1613 | 4815.8598
3769.5066 | 3694.1164 | 3765.0242
2399.392 | 2351.4041 | 2396.5388
841.8243 | 824.9878 | 840.8232
80.6595 | 79.0463 | 80.5636
0 | 0 | 0
0 | 0 | 0
0 | 0 | 0
0 | 0 | 0
0 | 0 | 0
0 | 0 | 0
0 | 0 | 0
0 | 0 | 0
0 | 0 | 0
0 | 0 | 0
38.5241 | 37.7536 | 38.4783
796.0701 | 780.1487 | 795.1235
2300.138 | 2254.1352 | 2297.4028
3666.745 | 3593.4101 | 3662.3848
4771.1775 | 4675.754 | 4765.504
5495.4805 | 5385.5709 | 5488.9457
5855.187 | 5738.0832 | 5848.2245
5853.1516 | 5736.0886 | 5846.1915
5479.8914 | 5370.2936 | 5473.3752
4743.6763 | 4648.8028 | 4738.0355
3697.2335 | 3623.2889 | 3692.8371
2336.2535 | 2289.5284 | 2333.4754
890.8614 | 873.0441 | 889.802
69.2709 | 67.8855 | 69.1885
0 | 0 | 0
0 | 0 | 0
0 | 0 | 0
0 | 0 | 0
0 | 0 | 0
0 | 0 | 0
0 | 0 | 0
0 | 0 | 0
0 | 0 | 0
0 | 0 | 0
38.5419 | 37.7711 | 38.4961
783.8399 | 768.1631 | 782.9078
2196.0981 | 2152.1762 | 2193.4867
3468.5002 | 3399.1302 | 3464.3757
4541.8214 | 4450.9849 | 4536.4206
5225.3574 | 5120.8503 | 5219.1439
5660.4724 | 5547.263 | 5653.7414
5648.6535 | 5535.6804 | 5641.9366
5302.6313 | 5196.5787 | 5296.3259
4656.8712 | 4563.7338 | 4651.3337
3634.5132 | 3561.8229 | 3630.1913
2292.547 | 2246.6961 | 2289.8209
771.2308 | 755.8062 | 770.3137
86.5469 | 84.816 | 86.444
0 | 0 | 0
0 | 0 | 0
0 | 0 | 0
0 | 0 | 0
0 | 0 | 0
0 | 0 | 0
0 | 0 | 0
0 | 0 | 0
0 | 0 | 0
0 | 0 | 0
41.8004 | 40.9644 | 41.7507
639.5653 | 626.774 | 638.8048
2030.7669 | 1990.1516 | 2028.3521
3417.3891 | 3349.0414 | 3413.3255
4384.5294 | 4296.8388 | 4379.3157
5058.3281 | 4957.1615 | 5052.3131
5390.7784 | 5282.9629 | 5384.3682
5376.8988 | 5269.3608 | 5370.505
5141.8749 | 5039.0374 | 5135.7606
4227.3395 | 4142.7928 | 4222.3127
1381.2247 | 1353.6002 | 1379.5823
1178.8909 | 1155.3131 | 1177.4891
615.9438 | 603.6249 | 615.2114
57.893 | 56.7352 | 57.8242
0 | 0 | 0
0 | 0 | 0
0 | 0 | 0
0 | 0 | 0
0 | 0 | 0
0 | 0 | 0
0 | 0 | 0
0 | 0 | 0
0 | 0 | 0
0 | 0 | 0
32.7503 | 32.0953 | 32.7113
766.033 | 750.7123 | 765.1221
2148.6404 | 2105.6676 | 2146.0854
3469.757 | 3400.3619 | 3465.6311
4533.2011 | 4442.5371 | 4527.8106
5227.2239 | 5122.6794 | 5221.0081
5561.9511 | 5450.712 | 5555.3372
5395.0942 | 5287.1924 | 5388.6788
5123.3395 | 5020.8727 | 5117.2473
4105.5685 | 4023.4572 | 4100.6865
3279.9884 | 3214.3886 | 3276.0881
1536.0474 | 1505.3264 | 1534.2208
476.816 | 467.2797 | 476.249
33.9119 | 33.2337 | 33.8716
0 | 0 | 0
0 | 0 | 0
0 | 0 | 0
0 | 0 | 0
0 | 0 | 0
0 | 0 | 0
0 | 0 | 0
0 | 0 | 0
0 | 0 | 0
0 | 0 | 0
31.3127 | 30.6864 | 31.2754
747.4235 | 732.475 | 746.5347
2109.6845 | 2067.4909 | 2107.1759
3395.6727 | 3327.7593 | 3391.6349
4473.3045 | 4383.8385 | 4467.9853
5142.8014 | 5039.9453 | 5136.686
5549.5244 | 5438.5339 | 5542.9253
5530.6309 | 5420.0183 | 5524.0543
5174.6604 | 5071.1672 | 5168.5071
4511.2158 | 4420.9915 | 4505.8514
3484.0022 | 3414.3222 | 3479.8593
2180.1665 | 2136.5632 | 2177.5741
778.2731 | 762.7076 | 777.3476
97.733 | 95.7783 | 97.6168
0 | 0 | 0
0 | 0 | 0
0 | 0 | 0
0 | 0 | 0
0 | 0 | 0
0 | 0 | 0
0 | 0 | 0
0 | 0 | 0
0 | 0 | 0
0 | 0 | 0
47.8501 | 46.8931 | 47.7932
734.9404 | 720.2416 | 734.0665
2084.1562 | 2042.4731 | 2081.6779
3365.1912 | 3297.8874 | 3361.1896
4361.5746 | 4274.3431 | 4356.3882
5028.2116 | 4927.6474 | 5022.2325
5446.9986 | 5338.0586 | 5440.5215
4983.9679 | 4884.2885 | 4978.0413
5075.8712 | 4974.3538 | 5069.8354
3561.1269 | 3489.9043 | 3556.8923
2185.0596 | 2141.3584 | 2182.4613
1648.1341 | 1615.1714 | 1646.1743
775.705 | 760.1909 | 774.7826
44.3998 | 43.5118 | 44.347
0 | 0 | 0
0 | 0 | 0
0 | 0 | 0
0 | 0 | 0
0 | 0 | 0
0 | 0 | 0
0 | 0 | 0
0 | 0 | 0
0 | 0 | 0
0 | 0 | 0
53.9786 | 52.899 | 53.9144
711.9914 | 697.7516 | 711.1448
2126.2198 | 2083.6954 | 2123.6915
3080.2217 | 3018.6172 | 3076.5589
3863.0556 | 3785.7944 | 3858.4619
5229.0831 | 5124.5014 | 5222.8651
5548.2466 | 5437.2816 | 5541.649
2435.7264 | 2387.0119 | 2432.8301
1474.4621 | 1444.9728 | 1472.7088
661.4589 | 648.2297 | 660.6723
723.3735 | 708.906 | 722.5133
1748.4409 | 1713.4721 | 1746.3618
534.9908 | 524.2909 | 534.3546
16.4924 | 16.1626 | 16.4728
0 | 0 | 0
0 | 0 | 0
0 | 0 | 0
0 | 0 | 0
0 | 0 | 0
0 | 0 | 0
0 | 0 | 0
0 | 0 | 0
0 | 0 | 0
0 | 0 | 0
18.3796 | 18.012 | 18.3577
720.7149 | 706.3006 | 719.8579
2045.4711 | 2004.5617 | 2043.0388
3347.566 | 3280.6147 | 3343.5854
4410.5518 | 4322.3408 | 4405.3072
5120.0041 | 5017.604 | 5113.9158
5462.5379 | 5353.2872 | 5456.0423
5516.6171 | 5406.2847 | 5510.0572
5155.1167 | 5052.0143 | 5148.9866
4451.7151 | 4362.6808 | 4446.4215
3455.4691 | 3386.3597 | 3451.3601
2142.7902 | 2099.9344 | 2140.2421
763.8511 | 748.5741 | 762.9428
70.5019 | 69.0919 | 70.4181
0 | 0 | 0
0 | 0 | 0
0 | 0 | 0
0 | 0 | 0
0 | 0 | 0
0 | 0 | 0
0 | 0 | 0
0 | 0 | 0
0 | 0 | 0
0 | 0 | 0
16.5658 | 16.2345 | 16.5461
710.0975 | 695.8955 | 709.2531
2118.9691 | 2076.5897 | 2116.4494
3465.8946 | 3396.5767 | 3461.7732
4533.4317 | 4442.7631 | 4528.0409
5248.1765 | 5143.213 | 5241.9358
5595.0211 | 5483.1206 | 5588.3679
5597.559 | 5485.6079 | 5590.9029
5226.9016 | 5122.3636 | 5220.6862
2357.8243 | 2310.6678 | 2355.0206
2973.2482 | 2913.7833 | 2969.7127
2125.8927 | 2083.3749 | 2123.3648
730.8955 | 716.2776 | 730.0264
58.1262 | 56.9636 | 58.057
0 | 0 | 0
0 | 0 | 0
0 | 0 | 0
0 | 0 | 0
0 | 0 | 0
0 | 0 | 0
0 | 0 | 0
0 | 0 | 0
0 | 0 | 0
0 | 0 | 0
7.3638 | 7.2165 | 7.355
721.1669 | 706.7435 | 720.3093
2186.1555 | 2142.4324 | 2183.5559
3537.8192 | 3467.0628 | 3533.6123
4008.2913 | 3928.1255 | 4003.525
5310.4847 | 5204.275 | 5304.1699
5577.0759 | 5465.5343 | 5570.4441
5543.9914 | 5433.1115 | 5537.3989
5162.7581 | 5059.5029 | 5156.619
4515.014 | 4424.7137 | 4509.6451
3453.6114 | 3384.5392 | 3449.5047
2120.7459 | 2078.331 | 2118.2241
737.6028 | 722.8508 | 736.7257
20.1899 | 19.7861 | 20.1659
0 | 0 | 0
0 | 0 | 0
0 | 0 | 0
0 | 0 | 0
0 | 0 | 0
0 | 0 | 0
0 | 0 | 0
0 | 0 | 0
0 | 0 | 0
0 | 0 | 0
7.4082 | 7.2601 | 7.3994
711.5296 | 697.299 | 710.6836
2158.0178 | 2114.8575 | 2155.4517
3476.011 | 3406.4908 | 3471.8777
4492.5674 | 4402.7161 | 4487.2252
5166.0821 | 5062.7605 | 5159.9391
5482.0941 | 5372.4522 | 5475.5753
5566.6892 | 5455.3554 | 5560.0697
5198.4194 | 5094.4511 | 5192.2379
4531.7798 | 4441.1442 | 4526.391
3480.6002 | 3410.9882 | 3476.4614
2146.9696 | 2104.0302 | 2144.4166
721.6502 | 707.2172 | 720.7921
45.5321 | 44.6215 | 45.478
0 | 0 | 0
0 | 0 | 0
0 | 0 | 0
0 | 0 | 0
0 | 0 | 0
0 | 0 | 0
0 | 0 | 0
0 | 0 | 0
0 | 0 | 0
0 | 0 | 0
0 | 0 | 0
702.354 | 688.3069 | 701.5188
2129.9857 | 2087.386 | 2127.4529
2133.6946 | 2091.0207 | 2131.1574
4467.841 | 4378.4842 | 4462.5282
4590.638 | 4498.8252 | 4585.1792
5483.0672 | 5373.4059 | 5476.5472
5042.7665 | 4941.9111 | 5036.77
1180.5915 | 1156.9797 | 1179.1877
3818.2345 | 3741.8699 | 3813.6942
1502.4575 | 1472.4084 | 1500.6709
948.0892 | 929.1274 | 946.9618
241.2454 | 236.4205 | 240.9586
0 | 0 | 0
0 | 0 | 0
0 | 0 | 0
0 | 0 | 0
0 | 0 | 0
0 | 0 | 0
0 | 0 | 0
0 | 0 | 0
0 | 0 | 0
0 | 0 | 0
0 | 0 | 0
0 | 0 | 0
529.5306 | 518.94 | 528.9009
2111.7084 | 2069.4742 | 2109.1973
3484.6186 | 3414.9262 | 3480.475
4537.3688 | 4446.6214 | 4531.9733
4636.3539 | 4543.6268 | 4630.8407
5142.8693 | 5040.0119 | 5136.7538
5525.3922 | 5414.8844 | 5518.8219
5159.7009 | 5056.5069 | 5153.5654
4091.2083 | 4009.3841 | 4086.3433
2033.991 | 1993.3111 | 2031.5723
854.8429 | 837.7461 | 853.8264
65.0636 | 63.7624 | 64.9863
0 | 0 | 0
0 | 0 | 0
0 | 0 | 0
0 | 0 | 0
0 | 0 | 0
0 | 0 | 0
0 | 0 | 0
0 | 0 | 0
0 | 0 | 0
0 | 0 | 0
0 | 0 | 0
0 | 0 | 0
696.5273 | 682.5967 | 695.699
1454.3096 | 1425.2234 | 1452.5803
3492.9031 | 3423.045 | 3488.7496
4449.459 | 4360.4698 | 4444.168
5121.856 | 5019.4189 | 5115.7655
5449.9045 | 5340.9064 | 5443.4239
5424.3676 | 5315.8803 | 5417.9174
5060.7878 | 4959.5721 | 5054.77
4437.9816 | 4349.2219 | 4432.7043
3401.2091 | 3333.1849 | 3397.1647
2060.9911 | 2019.7713 | 2058.5404
622.8539 | 610.3968 | 622.1132
0 | 0 | 0
0 | 0 | 0
0 | 0 | 0
0 | 0 | 0
0 | 0 | 0
0 | 0 | 0
0 | 0 | 0
0 | 0 | 0
0 | 0 | 0
0 | 0 | 0
0 | 0 | 0
0 | 0 | 0
687.9451 | 674.1862 | 687.1271
2121.5621 | 2079.1309 | 2119.0393
2777.4634 | 2721.9141 | 2774.1607
4530.5621 | 4439.9509 | 4525.1747
5236.6426 | 5131.9098 | 5230.4156
4580.9778 | 4489.3582 | 4575.5305
4913.1265 | 4814.864 | 4907.2843
1043.0042 | 1022.1441 | 1041.764
1896.3161 | 1858.3897 | 1894.0611
2367.911 | 2320.5527 | 2365.0952
1451.8877 | 1422.8499 | 1450.1612
565.496 | 554.1861 | 564.8235
0 | 0 | 0
0 | 0 | 0
0 | 0 | 0
0 | 0 | 0
0 | 0 | 0
0 | 0 | 0
0 | 0 | 0
0 | 0 | 0
0 | 0 | 0
0 | 0 | 0
0 | 0 | 0
0 | 0 | 0
701.9452 | 687.9063 | 701.1105
2189.2106 | 2145.4264 | 2186.6074
3565.3383 | 3494.0315 | 3561.0987
4496.3703 | 4406.4429 | 4491.0236
5166.2505 | 5062.9255 | 5160.1073
5633.0225 | 5520.362 | 5626.3241
5602.7314 | 5490.6768 | 5596.0691
5234.8285 | 5130.1319 | 5228.6037
4516.8773 | 4426.5397 | 4511.5062
3467.9064 | 3398.5482 | 3463.7826
2112.6275 | 2070.3749 | 2110.1153
657.0291 | 643.8885 | 656.2478
0 | 0 | 0
0 | 0 | 0
0 | 0 | 0
0 | 0 | 0
0 | 0 | 0
0 | 0 | 0
0 | 0 | 0
0 | 0 | 0
0 | 0 | 0
0 | 0 | 0
0 | 0 | 0
0 | 0 | 0
689.2815 | 675.4959 | 688.4619
2159.6556 | 2116.4625 | 2157.0875
3544.966 | 3474.0667 | 3540.7506
4582.3877 | 4490.74 | 4576.9387
5287.9024 | 5182.1443 | 5281.6145
5625.5867 | 5513.075 | 5618.8973
5591.1809 | 5479.3573 | 5584.5323
5244.0327 | 5139.1521 | 5237.797
4504.9703 | 4414.8709 | 4499.6134
3427.9867 | 3359.427 | 3423.9104
2033.5799 | 1992.9083 | 2031.1618
600.8458 | 588.8289 | 600.1313
0 | 0 | 0
0 | 0 | 0
0 | 0 | 0
0 | 0 | 0
0 | 0 | 0
0 | 0 | 0
0 | 0 | 0
0 | 0 | 0
0 | 0 | 0
0 | 0 | 0
0 | 0 | 0
0 | 0 | 0
674.7751 | 661.2796 | 673.9728
2080.5942 | 2038.9823 | 2078.1201
3108.2318 | 3046.0671 | 3104.5357
4438.8422 | 4350.0654 | 4433.5639
5092.5173 | 4990.667 | 5086.4617
5442.0724 | 5333.2309 | 5435.6011
5520.1261 | 5409.7236 | 5513.562
5151.6429 | 5048.61 | 5145.517
3729.969 | 3655.3697 | 3725.5337
2624.7209 | 2572.2265 | 2621.5998
1079.7297 | 1058.1352 | 1078.4458
431.4678 | 422.8384 | 430.9547
0 | 0 | 0
0 | 0 | 0
0 | 0 | 0
0 | 0 | 0
0 | 0 | 0
0 | 0 | 0
0 | 0 | 0
0 | 0 | 0
0 | 0 | 0
0 | 0 | 0
0 | 0 | 0
0 | 0 | 0
671.7701 | 658.3347 | 670.9713
2077.4689 | 2035.9195 | 2074.9985
3430.6035 | 3361.9914 | 3426.5241
4186.4867 | 4102.7569 | 4181.5084
5240.3138 | 5135.5076 | 5234.0825
5551.4374 | 5440.4087 | 5544.8361
5220.5499 | 5116.1389 | 5214.342
3396.8249 | 3328.8884 | 3392.7857
2794.8474 | 2738.9505 | 2791.524
2896.7524 | 2838.8173 | 2893.3078
1916.3381 | 1878.0113 | 1914.0593
3.6227 | 3.5502 | 3.6184
0 | 0 | 0
0 | 0 | 0
0 | 0 | 0
0 | 0 | 0
0 | 0 | 0
0 | 0 | 0
0 | 0 | 0
0 | 0 | 0
0 | 0 | 0
0 | 0 | 0
0 | 0 | 0
0 | 0 | 0
308.8796 | 302.702 | 308.5123
1617.7183 | 1585.3639 | 1615.7946
3474.8884 | 3405.3907 | 3470.7564
4511.3982 | 4421.1702 | 4506.0336
5186.7581 | 5083.0229 | 5180.5904
5449.3672 | 5340.3798 | 5442.8872
5432.2821 | 5323.6365 | 5425.8225
5082.1887 | 4980.5449 | 5076.1454
3130.1858 | 3067.582 | 3126.4636
1288.7891 | 1263.0134 | 1287.2566
1326.3418 | 1299.815 | 1324.7646
364.556 | 357.2648 | 364.1225
0 | 0 | 0
0 | 0 | 0
0 | 0 | 0
0 | 0 | 0
0 | 0 | 0
0 | 0 | 0
0 | 0 | 0
0 | 0 | 0
0 | 0 | 0
0 | 0 | 0
0 | 0 | 0
0 | 0 | 0
641.0049 | 628.1848 | 640.2427
2062.6407 | 2021.3879 | 2060.188
3401.2363 | 3333.2116 | 3397.1918
4453.5002 | 4364.4302 | 4448.2044
5158.1034 | 5054.9413 | 5151.9698
5566.7555 | 5455.4204 | 5560.136
5526.4856 | 5415.9559 | 5519.9139
5138.583 | 5035.8113 | 5132.4726
4385.1797 | 4297.4761 | 4379.9652
3311.1987 | 3244.9747 | 3307.2613
1920.2838 | 1881.8781 | 1918.0004
532.0235 | 521.3831 | 531.3909
0 | 0 | 0
0 | 0 | 0
0 | 0 | 0
0 | 0 | 0
0 | 0 | 0
0 | 0 | 0
0 | 0 | 0
0 | 0 | 0
0 | 0 | 0
0 | 0 | 0
0 | 0 | 0
0 | 0 | 0
629.5624 | 616.9712 | 628.8138
2061.5987 | 2020.3667 | 2059.1472
3414.7398 | 3346.445 | 3410.6792
4443.0332 | 4354.1725 | 4437.7499
5134.4231 | 5031.7347 | 5128.3177
5443.9647 | 5335.0854 | 5437.4912
5406.5333 | 5298.4026 | 5400.1043
4952.3244 | 4853.2779 | 4946.4355
4249.7472 | 4164.7523 | 4244.6938
3188.4724 | 3124.7029 | 3184.6809
1534.2379 | 1503.5532 | 1532.4135
461.0964 | 451.8745 | 460.5481
0 | 0 | 0
0 | 0 | 0
0 | 0 | 0
0 | 0 | 0
0 | 0 | 0
0 | 0 | 0
0 | 0 | 0
0 | 0 | 0
0 | 0 | 0
0 | 0 | 0
0 | 0 | 0
0 | 0 | 0
346.8832 | 339.9456 | 346.4707
2026.2066 | 1985.6825 | 2023.7973
3331.4204 | 3264.792 | 3327.459
4318.9633 | 4232.584 | 4313.8275
4979.2624 | 4879.6771 | 4973.3415
5390.8955 | 5283.0776 | 5384.4851
5339.572 | 5232.7806 | 5333.2226
4952.685 | 4853.6313 | 4946.7957
4169.1576 | 4085.7744 | 4164.2
3188.3408 | 3124.574 | 3184.5495
1827.9832 | 1791.4235 | 1825.8095
491.5922 | 481.7603 | 491.0076
0 | 0 | 0
0 | 0 | 0
0 | 0 | 0
0 | 0 | 0
0 | 0 | 0
0 | 0 | 0
0 | 0 | 0
0 | 0 | 0
0 | 0 | 0
0 | 0 | 0
0 | 0 | 0
0 | 0 | 0
618.616 | 606.2437 | 617.8804
1988.5437 | 1948.7729 | 1986.1791
3278.074 | 3212.5125 | 3274.176
4322.3544 | 4235.9074 | 4317.2147
5063.6533 | 4962.3802 | 5057.632
5463.1152 | 5353.8529 | 5456.6189
5443.2201 | 5334.3557 | 5436.7475
5081.6031 | 4979.9711 | 5075.5605
4353.6342 | 4266.5615 | 4348.4572
3269.0664 | 3203.6851 | 3265.1791
1873.238 | 1835.7733 | 1871.0105
479.553 | 469.9619 | 478.9828
0 | 0 | 0
0 | 0 | 0
0 | 0 | 0
0 | 0 | 0
0 | 0 | 0
0 | 0 | 0
0 | 0 | 0
0 | 0 | 0
0 | 0 | 0
0 | 0 | 0
0 | 0 | 0
0 | 0 | 0
623.8422 | 611.3654 | 623.1004
2067.6146 | 2026.2623 | 2065.156
3422.8991 | 3354.4411 | 3418.8289
4497.5786 | 4407.6271 | 4492.2305
5250.2782 | 5145.2727 | 5244.035
5590.5052 | 5478.6951 | 5583.8575
5547.7641 | 5436.8089 | 5541.1672
5150.1822 | 5047.1785 | 5144.058
4393.9694 | 4306.09 | 4388.7445
3287.856 | 3222.0988 | 3283.9463
1888.2966 | 1850.5307 | 1886.0512
469.6868 | 460.293 | 469.1283
0 | 0 | 0
0 | 0 | 0
0 | 0 | 0
0 | 0 | 0
0 | 0 | 0
0 | 0 | 0
0 | 0 | 0
0 | 0 | 0
0 | 0 | 0
0 | 0 | 0
0 | 0 | 0
0 | 0 | 0
624.3406 | 611.8538 | 623.5982
2096.7634 | 2054.8281 | 2094.2701
3467.6235 | 3398.271 | 3463.5
4500.1322 | 4410.1295 | 4494.781
5255.1283 | 5150.0257 | 5248.8793
5589.5119 | 5477.7217 | 5582.8653
5540.4714 | 5429.662 | 5533.8832
5119.247 | 5016.8621 | 5113.1596
4367.2869 | 4279.9411 | 4362.0936
3258.4067 | 3193.2385 | 3254.532
1851.9523 | 1814.9133 | 1849.7501
446.5683 | 437.6369 | 446.0373
0 | 0 | 0
0 | 0 | 0
0 | 0 | 0
0 | 0 | 0
0 | 0 | 0
0 | 0 | 0
0 | 0 | 0
0 | 0 | 0
0 | 0 | 0
0 | 0 | 0
0 | 0 | 0
0 | 0 | 0
608.2377 | 596.073 | 607.5145
2048.6037 | 2007.6316 | 2046.1677
3386.1685 | 3318.4451 | 3382.1419
4448.0086 | 4359.0484 | 4442.7194
5187.1737 | 5083.4302 | 5181.0055
5536.9381 | 5426.1993 | 5530.354
5512.0655 | 5401.8242 | 5505.511
5083.3188 | 4981.6524 | 5077.2741
4337.8298 | 4251.0732 | 4332.6716
3229.2102 | 3164.626 | 3225.3703
1805.0466 | 1768.9457 | 1802.9002
426.2725 | 417.747 | 425.7656
0 | 0 | 0
0 | 0 | 0
0 | 0 | 0
0 | 0 | 0
0 | 0 | 0
0 | 0 | 0
0 | 0 | 0
0 | 0 | 0
0 | 0 | 0
0 | 0 | 0
0 | 0 | 0
0 | 0 | 0
600.4558 | 588.4467 | 599.7418
2023.4535 | 1982.9844 | 2021.0474
3393.5915 | 3325.7197 | 3389.5561
4447.9817 | 4359.022 | 4442.6925
5113.7819 | 5011.5063 | 5107.701
5369.4081 | 5262.02 | 5363.0233
5309.5981 | 5203.4061 | 5303.2843
4897.6297 | 4799.6771 | 4891.8058
4187.894 | 4104.1361 | 4182.9141
3090.3969 | 3028.589 | 3086.7221
1696.1631 | 1662.2398 | 1694.1461
378.4959 | 370.926 | 378.0458
0 | 0 | 0
0 | 0 | 0
0 | 0 | 0
0 | 0 | 0
0 | 0 | 0
0 | 0 | 0
0 | 0 | 0
0 | 0 | 0
0 | 0 | 0
0 | 0 | 0
0 | 0 | 0
0 | 0 | 0
571.4012 | 559.9731 | 570.7217
1537.5392 | 1506.7884 | 1535.7109
2873.633 | 2816.1604 | 2870.2159
3950.4651 | 3871.4557 | 3945.7675
4981.2957 | 4881.6698 | 4975.3723
5450.0252 | 5341.0247 | 5443.5445
5412.3135 | 5304.0672 | 5405.8776
5005.4205 | 4905.3121 | 4999.4685
4253.6441 | 4168.5712 | 4248.586
830.4941 | 813.8842 | 829.5065
214.5375 | 210.2468 | 214.2824
205.1891 | 201.0854 | 204.9451
0 | 0 | 0
0 | 0 | 0
0 | 0 | 0
0 | 0 | 0
0 | 0 | 0
0 | 0 | 0
0 | 0 | 0
0 | 0 | 0
0 | 0 | 0
0 | 0 | 0
0 | 0 | 0
0 | 0 | 0
480.5861 | 470.9744 | 480.0147
1347.1203 | 1320.1779 | 1345.5185
1575.7748 | 1544.2593 | 1573.901
2172.1597 | 2128.7165 | 2169.5767
2960.002 | 2900.802 | 2956.4822
2140.8257 | 2098.0091 | 2138.28
2264.6186 | 2219.3262 | 2261.9257
2309.2432 | 2263.0583 | 2306.4972
1247.4882 | 1222.5384 | 1246.0048
2138.3771 | 2095.6095 | 2135.8343
1780.4796 | 1744.87 | 1778.3624
374.0546 | 366.5735 | 373.6098
0 | 0 | 0
0 | 0 | 0
0 | 0 | 0
0 | 0 | 0
0 | 0 | 0
0 | 0 | 0
0 | 0 | 0
0 | 0 | 0
0 | 0 | 0
0 | 0 | 0
0 | 0 | 0
0 | 0 | 0
72.9842 | 71.5246 | 72.8975
1355.6226 | 1328.5101 | 1354.0106
351.8934 | 344.8556 | 351.475
2053.384 | 2012.3164 | 2050.9423
3843.0646 | 3766.2033 | 3838.4948
3898.2855 | 3820.3198 | 3893.65
4132.7664 | 4050.1111 | 4127.852
2873.0625 | 2815.6013 | 2869.6461
2089.8063 | 2048.0102 | 2087.3213
2483.3725 | 2433.7051 | 2480.4195
754.3789 | 739.2913 | 753.4818
287.9093 | 282.1511 | 287.5669
0 | 0 | 0
0 | 0 | 0
0 | 0 | 0
0 | 0 | 0
0 | 0 | 0
0 | 0 | 0
0 | 0 | 0
0 | 0 | 0
0 | 0 | 0
0 | 0 | 0
0 | 0 | 0
0 | 0 | 0
0 | 0 | 0
416.0188 | 407.6984 | 415.5241
2155.1632 | 2112.06 | 2152.6005
2468.0381 | 2418.6773 | 2465.1033
3414.4105 | 3346.1222 | 3410.3503
3142.5523 | 3079.7013 | 3138.8155
2811.4827 | 2755.253 | 2808.1395
2878.5955 | 2821.0236 | 2875.1725
1904.1936 | 1866.1098 | 1901.9293
1598.9438 | 1566.9649 | 1597.0424
899.8376 | 881.8409 | 898.7676
132.2939 | 129.6481 | 132.1366
0 | 0 | 0
0 | 0 | 0
0 | 0 | 0
0 | 0 | 0
0 | 0 | 0
0 | 0 | 0
0 | 0 | 0
0 | 0 | 0
0 | 0 | 0
0 | 0 | 0
0 | 0 | 0
0 | 0 | 0
573.4254 | 561.9569 | 572.7436
2059.8052 | 2018.6091 | 2057.3558
3226.4329 | 3161.9042 | 3222.5963
3948.0214 | 3869.0609 | 3943.3267
1132.094 | 1109.4521 | 1130.7478
4571.4362 | 4480.0075 | 4566.0003
4942.7419 | 4843.8871 | 4936.8644
4138.6789 | 4055.9054 | 4133.7576
3732.3803 | 3657.7327 | 3727.9421
3051.1898 | 2990.166 | 3047.5615
1653.8623 | 1620.7851 | 1651.8957
318.9957 | 312.6157 | 318.6163
0 | 0 | 0
0 | 0 | 0
0 | 0 | 0
0 | 0 | 0
0 | 0 | 0
0 | 0 | 0
0 | 0 | 0
0 | 0 | 0
0 | 0 | 0
0 | 0 | 0
0 | 0 | 0
0 | 0 | 0
510.7455 | 500.5306 | 510.1382
1425.7828 | 1397.2671 | 1424.0874
3055.7159 | 2994.6016 | 3052.0823
3982.5876 | 3902.9358 | 3977.8518
3262.5111 | 3197.2609 | 3258.6316
2500.2933 | 2450.2874 | 2497.3201
4265.4508 | 4180.1418 | 4260.3787
5024.0456 | 4923.5647 | 5018.0714
2927.8774 | 2869.3199 | 2924.3958
243.3144 | 238.4481 | 243.025
177.6844 | 174.1307 | 177.4731
61.2267 | 60.0022 | 61.1539
0 | 0 | 0
0 | 0 | 0
0 | 0 | 0
0 | 0 | 0
0 | 0 | 0
0 | 0 | 0
0 | 0 | 0
0 | 0 | 0
0 | 0 | 0
0 | 0 | 0
0 | 0 | 0
0 | 0 | 0
564.9605 | 553.6613 | 564.2887
512.4666 | 502.2173 | 511.8573
710.361 | 696.1538 | 709.5163
1429.9477 | 1401.3487 | 1428.2473
2659.9849 | 2606.7852 | 2656.8218
5609.08 | 5496.8984 | 5602.4101
5505.9936 | 5395.8737 | 5499.4463
5063.9134 | 4962.6351 | 5057.8918
4280.694 | 4195.0801 | 4275.6038
2147.9541 | 2104.995 | 2145.3999
1199.0502 | 1175.0692 | 1197.6244
289.4491 | 283.6601 | 289.1049
0 | 0 | 0
0 | 0 | 0
0 | 0 | 0
0 | 0 | 0
0 | 0 | 0
0 | 0 | 0
0 | 0 | 0
0 | 0 | 0
0 | 0 | 0
0 | 0 | 0
0 | 0 | 0
0 | 0 | 0
568.8055 | 557.4294 | 568.1291
2097.0883 | 2055.1465 | 2094.5946
3495.9196 | 3426.0012 | 3491.7625
4501.966 | 4411.9266 | 4496.6126
5161.0968 | 5057.8749 | 5154.9597
5471.1634 | 5361.7401 | 5464.6575
5490.8916 | 5381.0737 | 5484.3623
5056.501 | 4955.371 | 5050.4882
4250.7677 | 4165.7524 | 4245.7131
3093.7303 | 3031.8557 | 3090.0515
1631.783 | 1599.1474 | 1629.8427
282.2118 | 276.5676 | 281.8762
0 | 0 | 0
0 | 0 | 0
0 | 0 | 0
0 | 0 | 0
0 | 0 | 0
0 | 0 | 0
0 | 0 | 0
0 | 0 | 0
0 | 0 | 0
0 | 0 | 0
0 | 0 | 0
0 | 0 | 0
538.0833 | 527.3216 | 537.4435
1777.7561 | 1742.201 | 1775.6422
3436.5264 | 3367.7959 | 3432.44
4512.4309 | 4422.1823 | 4507.0651
5206.194 | 5102.0702 | 5200.0033
4732.3248 | 4637.6783 | 4726.6975
3986.0142 | 3906.2939 | 3981.2744
2530.8274 | 2480.2108 | 2527.8179
3349.7866 | 3282.7909 | 3345.8033
2429.1511 | 2380.5681 | 2426.2626
1008.3557 | 988.1886 | 1007.1566
146.1273 | 143.2047 | 145.9535
0 | 0 | 0
0 | 0 | 0
0 | 0 | 0
0 | 0 | 0
0 | 0 | 0
0 | 0 | 0
0 | 0 | 0
0 | 0 | 0
0 | 0 | 0
0 | 0 | 0
0 | 0 | 0
0 | 0 | 0
548.3827 | 537.4151 | 547.7306
2091.9008 | 2050.0627 | 2089.4132
3621.46 | 3549.0308 | 3617.1537
4734.4731 | 4639.7836 | 4728.8433
5368.1568 | 5260.7936 | 5361.7734
2419.4093 | 2371.0211 | 2416.5324
5535.6364 | 5424.9237 | 5529.0539
5038.3553 | 4937.5882 | 5032.3641
4283.1097 | 4197.4475 | 4278.0166
2867.5806 | 2810.229 | 2864.1707
1470.1325 | 1440.7299 | 1468.3844
200.5582 | 196.547 | 200.3197
0 | 0 | 0
0 | 0 | 0
0 | 0 | 0
0 | 0 | 0
0 | 0 | 0
0 | 0 | 0
0 | 0 | 0
0 | 0 | 0
0 | 0 | 0
0 | 0 | 0
0 | 0 | 0
0 | 0 | 0
226.4725 | 221.943 | 226.2032
778.9209 | 763.3425 | 777.9947
3562.9065 | 3491.6484 | 3558.6698
4644.7938 | 4551.8979 | 4639.2706
5364.8923 | 5257.5945 | 5358.5128
5670.343 | 5556.9361 | 5663.6003
5602.5692 | 5490.5178 | 5595.9071
5155.3545 | 5052.2474 | 5149.2242
4326.8615 | 4240.3242 | 4321.7163
3131.6136 | 3068.9813 | 3127.8897
1612.0784 | 1579.8368 | 1610.1615
260.7357 | 255.521 | 260.4257
0 | 0 | 0
0 | 0 | 0
0 | 0 | 0
0 | 0 | 0
0 | 0 | 0
0 | 0 | 0
0 | 0 | 0
0 | 0 | 0
0 | 0 | 0
0 | 0 | 0
0 | 0 | 0
0 | 0 | 0
555.0932 | 543.9914 | 554.4332
2106.4149 | 2064.2866 | 2103.9101
3528.4797 | 3457.9101 | 3524.2839
4593.2568 | 4501.3917 | 4587.7949
5186.4161 | 5082.6878 | 5180.2488
5460.9296 | 5351.711 | 5454.4359
5360.4091 | 5253.2009 | 5354.035
4906.381 | 4808.2534 | 4900.5468
4111.1311 | 4028.9084 | 4106.2424
2993.8926 | 2934.0147 | 2990.3325
1509.9711 | 1479.7717 | 1508.1755
237.5999 | 232.8479 | 237.3174
0 | 0 | 0
0 | 0 | 0
0 | 0 | 0
0 | 0 | 0
0 | 0 | 0
0 | 0 | 0
0 | 0 | 0
0 | 0 | 0
0 | 0 | 0
0 | 0 | 0
0 | 0 | 0
0 | 0 | 0
534.4369 | 523.7482 | 533.8014
1574.8343 | 1543.3376 | 1572.9616
2612.7748 | 2560.5193 | 2609.6679
4552.4754 | 4461.4259 | 4547.062
4448.4542 | 4359.4852 | 4443.1645
2765.4528 | 2710.1437 | 2762.1643
5583.9654 | 5472.2861 | 5577.3254
5098.8986 | 4996.9206 | 5092.8354
3097.8251 | 3035.8686 | 3094.1414
1128.8313 | 1106.2547 | 1127.489
867.7653 | 850.41 | 866.7334
129.0518 | 126.4708 | 128.8983
0 | 0 | 0
0 | 0 | 0
0 | 0 | 0
0 | 0 | 0
0 | 0 | 0
0 | 0 | 0
0 | 0 | 0
0 | 0 | 0
0 | 0 | 0
0 | 0 | 0
0 | 0 | 0
0 | 0 | 0
143.4447 | 140.5758 | 143.2742
1998.4766 | 1958.5071 | 1996.1002
3645.4735 | 3572.564 | 3641.1386
4863.0368 | 4765.7761 | 4857.2541
5637.4341 | 5524.6855 | 5630.7306
5946.9882 | 5828.0484 | 5939.9165
5818.0846 | 5701.7229 | 5811.1662
5328.6983 | 5222.1243 | 5322.3618
4398.5469 | 4310.576 | 4393.3165
3137.6191 | 3074.8667 | 3133.8881
1571.0609 | 1539.6397 | 1569.1927
225.7643 | 221.249 | 225.4958
0 | 0 | 0
0 | 0 | 0
0 | 0 | 0
0 | 0 | 0
0 | 0 | 0
0 | 0 | 0
0 | 0 | 0
0 | 0 | 0
0 | 0 | 0
0 | 0 | 0
0 | 0 | 0
0 | 0 | 0
558.9826 | 547.8029 | 558.3179
2151.7313 | 2108.6967 | 2149.1726
3648.0542 | 3575.0931 | 3643.7162
4763.6397 | 4668.367 | 4757.9752
5473.9205 | 5364.4421 | 5467.4114
5762.6266 | 5647.3741 | 5755.7742
5674.2951 | 5560.8091 | 5667.5476
5206.1972 | 5102.0732 | 5200.0064
4381.8386 | 4294.2018 | 4376.6281
3128.8738 | 3066.2963 | 3125.1532
1572.6523 | 1541.1993 | 1570.7822
220.3691 | 215.9617 | 220.107
0 | 0 | 0
0 | 0 | 0
0 | 0 | 0
0 | 0 | 0
0 | 0 | 0
0 | 0 | 0
0 | 0 | 0
0 | 0 | 0
0 | 0 | 0
0 | 0 | 0
0 | 0 | 0
0 | 0 | 0
543.6721 | 532.7987 | 543.0256
2163.292 | 2120.0262 | 2160.7196
3649.7968 | 3576.8009 | 3645.4568
4788.6507 | 4692.8777 | 4782.9564
5486.5633 | 5376.8321 | 5480.0392
5834.9012 | 5718.2032 | 5827.9628
5723.8526 | 5609.3756 | 5717.0463
5238.2158 | 5133.4515 | 5231.9869
4355.3099 | 4268.2037 | 4350.131
3060.3831 | 2999.1754 | 3056.7439
1512.4641 | 1482.2148 | 1510.6656
198.2625 | 194.2973 | 198.0268
0 | 0 | 0
0 | 0 | 0
0 | 0 | 0
0 | 0 | 0
0 | 0 | 0
0 | 0 | 0
0 | 0 | 0
0 | 0 | 0
0 | 0 | 0
0 | 0 | 0
0 | 0 | 0
0 | 0 | 0
535.755 | 525.0399 | 535.118
2127.8386 | 2085.2818 | 2125.3083
3592.7152 | 3520.8609 | 3588.443
4737.1256 | 4642.3831 | 4731.4926
5414.2737 | 5305.9882 | 5407.8355
5785.9406 | 5670.2217 | 5779.0604
5682.879 | 5569.2214 | 5676.1214
5214.4174 | 5110.129 | 5208.2168
4301.1243 | 4215.1018 | 4296.0098
3037.0754 | 2976.3339 | 3033.4639
1167.8805 | 1144.5229 | 1166.4917
197.3154 | 193.3691 | 197.0808
0 | 0 | 0
0 | 0 | 0
0 | 0 | 0
0 | 0 | 0
0 | 0 | 0
0 | 0 | 0
0 | 0 | 0
0 | 0 | 0
0 | 0 | 0
0 | 0 | 0
0 | 0 | 0
0 | 0 | 0
489.1398 | 479.357 | 488.5582
2003.3469 | 1963.28 | 2000.9647
3464.6805 | 3395.3869 | 3460.5606
4567.8272 | 4476.4706 | 4562.3955
5333.5395 | 5226.8687 | 5327.1973
5663.599 | 5550.327 | 5656.8643
1052.7632 | 1031.7079 | 1051.5113
5035.6422 | 4934.9293 | 5029.6542
2132.6602 | 2090.007 | 2130.1243
1326.6118 | 1300.0795 | 1325.0343
1084.1171 | 1062.4348 | 1082.828
85.8523 | 84.1352 | 85.7502
0 | 0 | 0
0 | 0 | 0
0 | 0 | 0
0 | 0 | 0
0 | 0 | 0
0 | 0 | 0
0 | 0 | 0
0 | 0 | 0
0 | 0 | 0
0 | 0 | 0
0 | 0 | 0
0 | 0 | 0
555.3188 | 544.2124 | 554.6584
2220.5784 | 2176.1669 | 2217.9379
3717.7092 | 3643.355 | 3713.2884
4814.8467 | 4718.5497 | 4809.1212
5485.2617 | 5375.5564 | 5478.7391
5882.2882 | 5764.6424 | 5875.2935
5758.3512 | 5643.1842 | 5751.5039
5306.5171 | 5200.3867 | 5300.207
4394.3269 | 4306.4404 | 4389.1016
3096.8585 | 3034.9213 | 3093.176
1496.2039 | 1466.2798 | 1494.4247
171.5128 | 168.0826 | 171.3089
0 | 0 | 0
0 | 0 | 0
0 | 0 | 0
0 | 0 | 0
0 | 0 | 0
0 | 0 | 0
0 | 0 | 0
0 | 0 | 0
0 | 0 | 0
0 | 0 | 0
0 | 0 | 0
0 | 0 | 0
516.5764 | 506.2449 | 515.9621
2148.3129 | 2105.3467 | 2145.7583
3638.7785 | 3566.0029 | 3634.4515
4700.3528 | 4606.3457 | 4694.7635
5305.7667 | 5199.6514 | 5299.4576
5601.7054 | 5489.6713 | 5595.0443
5509.1347 | 5398.952 | 5502.5837
5022.0931 | 4921.6513 | 5016.1213
4174.7499 | 4091.2549 | 4169.7856
2894.8333 | 2836.9367 | 2891.3911
1401.3918 | 1373.364 | 1399.7254
102.2893 | 100.2435 | 102.1677
0 | 0 | 0
0 | 0 | 0
0 | 0 | 0
0 | 0 | 0
0 | 0 | 0
0 | 0 | 0
0 | 0 | 0
0 | 0 | 0
0 | 0 | 0
0 | 0 | 0
0 | 0 | 0
0 | 0 | 0
446.4875 | 437.5578 | 445.9566
2049.0205 | 2008.0401 | 2046.584
3447.3602 | 3378.413 | 3443.2609
4382.6381 | 4294.9853 | 4377.4266
5122.0871 | 5019.6454 | 5115.9963
5479.1639 | 5369.5806 | 5472.6485
5369.0465 | 5261.6655 | 5362.662
4874.5567 | 4777.0656 | 4868.7603
3967.2104 | 3887.8662 | 3962.4929
2789.4807 | 2733.6911 | 2786.1637
1322.7223 | 1296.2678 | 1321.1494
11.264 | 11.0388 | 11.2506
0 | 0 | 0
0 | 0 | 0
0 | 0 | 0
0 | 0 | 0
0 | 0 | 0
0 | 0 | 0
0 | 0 | 0
0 | 0 | 0
0 | 0 | 0
0 | 0 | 0
0 | 0 | 0
0 | 0 | 0
25.6026 | 25.0906 | 25.5722
240.6009 | 235.7889 | 240.3148
460.9128 | 451.6945 | 460.3647
120.8626 | 118.4454 | 120.7189
1325.8602 | 1299.343 | 1324.2836
1243.5695 | 1218.6981 | 1242.0908
1514.8127 | 1484.5165 | 1513.0114
1576.1897 | 1544.6659 | 1574.3154
798.2978 | 782.3319 | 797.3486
1827.9289 | 1791.3703 | 1825.7553
679.8371 | 666.2403 | 679.0287
0 | 0 | 0
0 | 0 | 0
0 | 0 | 0
0 | 0 | 0
0 | 0 | 0
0 | 0 | 0
0 | 0 | 0
0 | 0 | 0
0 | 0 | 0
0 | 0 | 0
0 | 0 | 0
0 | 0 | 0
0 | 0 | 0
202.8464 | 198.7894 | 202.6052
883.1204 | 865.458 | 882.0703
1558.0795 | 1526.9179 | 1556.2267
3824.4805 | 3747.9909 | 3819.9328
4898.2712 | 4800.3058 | 4892.4466
4881.2089 | 4783.5848 | 4875.4046
5408.8547 | 5300.6776 | 5402.4229
4855.4762 | 4758.3667 | 4849.7025
3937.9531 | 3859.194 | 3933.2704
2199.9978 | 2155.9979 | 2197.3818
1246.4301 | 1221.5015 | 1244.9479
41.9752 | 41.1357 | 41.9253
0 | 0 | 0
0 | 0 | 0
0 | 0 | 0
0 | 0 | 0
0 | 0 | 0
0 | 0 | 0
0 | 0 | 0
0 | 0 | 0
0 | 0 | 0
0 | 0 | 0
0 | 0 | 0
0 | 0 | 0
273.2469 | 267.782 | 272.922
770.1558 | 754.7527 | 769.24
920.1904 | 901.7866 | 919.0962
1878.7759 | 1841.2004 | 1876.5419
4262.2255 | 4176.981 | 4257.1572
5013.162 | 4912.8987 | 5007.2007
4773.5388 | 4678.0681 | 4767.8625
4527.2324 | 4436.6877 | 4521.8489
3849.194 | 3772.2102 | 3844.6169
2640.3015 | 2587.4954 | 2637.1619
1247.5979 | 1222.6459 | 1246.1144
0 | 0 | 0
0 | 0 | 0
0 | 0 | 0
0 | 0 | 0
0 | 0 | 0
0 | 0 | 0
0 | 0 | 0
0 | 0 | 0
0 | 0 | 0
0 | 0 | 0
0 | 0 | 0
0 | 0 | 0
0 | 0 | 0
445.1517 | 436.2487 | 444.6224
2067.3449 | 2025.998 | 2064.8866
3683.0974 | 3609.4354 | 3678.7177
4930.153 | 4831.55 | 4924.2905
5729.6209 | 5615.0285 | 5722.8077
6066.3435 | 5945.0166 | 6059.1299
5931.6686 | 5813.0352 | 5924.6151
5340.6659 | 5233.8526 | 5334.3152
4368.9481 | 4281.5691 | 4363.7529
3008.5723 | 2948.4008 | 3004.9947
1326.4405 | 1299.9117 | 1324.8632
0 | 0 | 0
0 | 0 | 0
0 | 0 | 0
0 | 0 | 0
0 | 0 | 0
0 | 0 | 0
0 | 0 | 0
0 | 0 | 0
0 | 0 | 0
0 | 0 | 0
0 | 0 | 0
0 | 0 | 0
0 | 0 | 0
438.926 | 430.1474 | 438.404
1673.397 | 1639.929 | 1671.4071
3458.2975 | 3389.1315 | 3454.1852
3841.727 | 3764.8924 | 3837.1587
5356.1964 | 5249.0725 | 5349.8273
2144.833 | 2101.9364 | 2142.2826
5238.8314 | 5134.0547 | 5232.6018
3727.4445 | 3652.8956 | 3723.0122
3388.0033 | 3320.2433 | 3383.9746
2264.2465 | 2218.9616 | 2261.5541
1048.4485 | 1027.4796 | 1047.2018
0 | 0 | 0
0 | 0 | 0
0 | 0 | 0
0 | 0 | 0
0 | 0 | 0
0 | 0 | 0
0 | 0 | 0
0 | 0 | 0
0 | 0 | 0
0 | 0 | 0
0 | 0 | 0
0 | 0 | 0
0 | 0 | 0
487.5891 | 477.8374 | 487.0093
2106.3507 | 2064.2236 | 2103.846
3577.995 | 3506.4351 | 3573.7404
4658.7506 | 4565.5756 | 4653.2108
5225.4388 | 5120.93 | 5219.2251
5501.7565 | 5391.7214 | 5495.2143
5384.7309 | 5277.0363 | 5378.3278
4884.8076 | 4787.1115 | 4878.999
4016.8307 | 3936.4941 | 4012.0542
2778.4793 | 2722.9097 | 2775.1753
1261.7133 | 1236.479 | 1260.213
0 | 0 | 0
0 | 0 | 0
0 | 0 | 0
0 | 0 | 0
0 | 0 | 0
0 | 0 | 0
0 | 0 | 0
0 | 0 | 0
0 | 0 | 0
0 | 0 | 0
0 | 0 | 0
0 | 0 | 0
0 | 0 | 0
478.2299 | 468.6653 | 477.6612
2025.5065 | 1984.9963 | 2023.0979
3535.1433 | 3464.4405 | 3530.9396
4619.0165 | 4526.6362 | 4613.5239
5270.3189 | 5164.9125 | 5264.0519
5635.3112 | 5522.605 | 5628.6102
5513.8304 | 5403.5537 | 5507.2738
4990.6631 | 4890.8499 | 4984.7286
4084.8988 | 4003.2008 | 4080.0414
2809.709 | 2753.5148 | 2806.3679
1224.45 | 1199.961 | 1222.994
0 | 0 | 0
0 | 0 | 0
0 | 0 | 0
0 | 0 | 0
0 | 0 | 0
0 | 0 | 0
0 | 0 | 0
0 | 0 | 0
0 | 0 | 0
0 | 0 | 0
0 | 0 | 0
0 | 0 | 0
0 | 0 | 0
476.2327 | 466.708 | 475.6664
2039.5789 | 1998.7873 | 2037.1536
3483.0387 | 3413.3779 | 3478.897
4429.3157 | 4340.7294 | 4424.0487
5055.9279 | 4954.8094 | 5049.9158
4786.7905 | 4691.0546 | 4781.0984
4696.4282 | 4602.4996 | 4690.8436
3387.0442 | 3319.3033 | 3383.0166
3549.7761 | 3478.7806 | 3545.555
2689.9448 | 2636.1459 | 2686.7462
585.1127 | 573.4104 | 584.4169
0 | 0 | 0
0 | 0 | 0
0 | 0 | 0
0 | 0 | 0
0 | 0 | 0
0 | 0 | 0
0 | 0 | 0
0 | 0 | 0
0 | 0 | 0
0 | 0 | 0
0 | 0 | 0
0 | 0 | 0
0 | 0 | 0
463.6562 | 454.383 | 463.1048
2004.0219 | 1963.9415 | 2001.6389
3472.6523 | 3403.1992 | 3468.5229
4525.8504 | 4435.3334 | 4520.4686
5124.0271 | 5021.5466 | 5117.934
5391.3298 | 5283.5032 | 5384.9188
5275.4125 | 5169.9042 | 5269.1394
4830.6316 | 4734.019 | 4824.8874
3968.1854 | 3888.8217 | 3963.4667
2692.1745 | 2638.331 | 2688.9732
1114.6484 | 1092.3555 | 1113.323
0 | 0 | 0
0 | 0 | 0
0 | 0 | 0
0 | 0 | 0
0 | 0 | 0
0 | 0 | 0
0 | 0 | 0
0 | 0 | 0
0 | 0 | 0
0 | 0 | 0
0 | 0 | 0
0 | 0 | 0
0 | 0 | 0
434.293 | 425.6072 | 433.7766
1970.0419 | 1930.6411 | 1967.6993
3369.0969 | 3301.715 | 3365.0907
4408.8755 | 4320.698 | 4403.6329
5162.3503 | 5059.1033 | 5156.2117
5520.0064 | 5409.6063 | 5513.4425
5460.9524 | 5351.7333 | 5454.4586
4942.8352 | 4843.9785 | 4936.9576
4029.5165 | 3948.9262 | 4024.7249
2704.7691 | 2650.6737 | 2701.5528
1120.8464 | 1098.4294 | 1119.5136
0 | 0 | 0
0 | 0 | 0
0 | 0 | 0
0 | 0 | 0
0 | 0 | 0
0 | 0 | 0
0 | 0 | 0
0 | 0 | 0
0 | 0 | 0
0 | 0 | 0
0 | 0 | 0
0 | 0 | 0
0 | 0 | 0
450.8607 | 441.8435 | 450.3246
2009.3631 | 1969.1758 | 2006.9737
3503.2529 | 3433.1879 | 3499.0872
4542.5567 | 4451.7055 | 4537.155
5220.7027 | 5116.2887 | 5214.4947
5566.0871 | 5454.7653 | 5559.4683
5491.3548 | 5381.5277 | 5484.825
4960.4591 | 4861.2499 | 4954.5605
4044.8931 | 3963.9953 | 4040.0833
2719.9589 | 2665.5597 | 2716.7246
1106.0009 | 1083.8808 | 1104.6857
0 | 0 | 0
0 | 0 | 0
0 | 0 | 0
0 | 0 | 0
0 | 0 | 0
0 | 0 | 0
0 | 0 | 0
0 | 0 | 0
0 | 0 | 0
0 | 0 | 0
0 | 0 | 0
0 | 0 | 0
0 | 0 | 0
7.0453 | 6.9044 | 7.0369
1146.0137 | 1123.0934 | 1144.6509
2623.9155 | 2571.4371 | 2620.7953
3503.554 | 3433.4829 | 3499.3879
2900.171 | 2842.1676 | 2896.7224
4404.4576 | 4316.3685 | 4399.2202
4256.5414 | 4171.4106 | 4251.4799
3172.1465 | 3108.7035 | 3168.3744
3919.2483 | 3840.8633 | 3914.5878
2620.6492 | 2568.2362 | 2617.5329
1038.653 | 1017.88 | 1037.4179
0 | 0 | 0
0 | 0 | 0
0 | 0 | 0
0 | 0 | 0
0 | 0 | 0
0 | 0 | 0
0 | 0 | 0
0 | 0 | 0
0 | 0 | 0
0 | 0 | 0
0 | 0 | 0
0 | 0 | 0
0 | 0 | 0
419.511 | 411.1208 | 419.0121
1338.4373 | 1311.6685 | 1336.8457
2696.9391 | 2643.0003 | 2693.7321
3373.9014 | 3306.4234 | 3369.8894
4713.5557 | 4619.2846 | 4707.9507
4738.6324 | 4643.8598 | 4732.9977
4075.5083 | 3993.9981 | 4070.662
4140.5972 | 4057.7853 | 4135.6735
3430.2452 | 3361.6403 | 3426.1662
2566.0514 | 2514.7304 | 2563
1042.012 | 1021.1717 | 1040.7729
0 | 0 | 0
0 | 0 | 0
0 | 0 | 0
0 | 0 | 0
0 | 0 | 0
0 | 0 | 0
0 | 0 | 0
0 | 0 | 0
0 | 0 | 0
0 | 0 | 0
0 | 0 | 0
0 | 0 | 0
0 | 0 | 0
389.2697 | 381.4843 | 388.8068
1321.6116 | 1295.1794 | 1320.04
2309.815 | 2263.6187 | 2307.0684
4444.0664 | 4355.1851 | 4438.7819
5148.6841 | 5045.7105 | 5142.5617
5476.9031 | 5367.3651 | 5470.3904
5338.7968 | 5232.0209 | 5332.4484
4802.9371 | 4706.8783 | 4797.2258
3617.7966 | 3545.4406 | 3613.4946
2419.6925 | 2371.2987 | 2416.8152
986.194 | 966.4701 | 985.0213
0 | 0 | 0
0 | 0 | 0
0 | 0 | 0
0 | 0 | 0
0 | 0 | 0
0 | 0 | 0
0 | 0 | 0
0 | 0 | 0
0 | 0 | 0
0 | 0 | 0
0 | 0 | 0
0 | 0 | 0
0 | 0 | 0
355.2483 | 348.1433 | 354.8258
1978.2015 | 1938.6375 | 1975.8492
3525.4463 | 3454.9374 | 3521.2542
4668.1466 | 4574.7836 | 4662.5956
5404.7928 | 5296.6969 | 5398.3659
5737.0613 | 5622.32 | 5730.2392
5576.7054 | 5465.1713 | 5570.074
5003.2981 | 4903.2322 | 4997.3486
4007.9661 | 3927.8068 | 4003.2002
2611.6696 | 2559.4362 | 2608.564
987.9059 | 968.1477 | 986.7311
0 | 0 | 0
0 | 0 | 0
0 | 0 | 0
0 | 0 | 0
0 | 0 | 0
0 | 0 | 0
0 | 0 | 0
0 | 0 | 0
0 | 0 | 0
0 | 0 | 0
0 | 0 | 0
0 | 0 | 0
0 | 0 | 0
356.0567 | 348.9356 | 355.6334
1883.1915 | 1845.5277 | 1880.9522
3444.5601 | 3375.6689 | 3440.4641
4595.6844 | 4503.7707 | 4590.2196
5318.5836 | 5212.212 | 5312.2592
5632.5644 | 5519.9131 | 5625.8666
5480.0608 | 5370.4596 | 5473.5444
3410.9996 | 3342.7796 | 3406.9435
3917.179 | 3838.8354 | 3912.521
2523.3538 | 2472.8867 | 2520.3533
914.2408 | 895.956 | 913.1537
0 | 0 | 0
0 | 0 | 0
0 | 0 | 0
0 | 0 | 0
0 | 0 | 0
0 | 0 | 0
0 | 0 | 0
0 | 0 | 0
0 | 0 | 0
0 | 0 | 0
0 | 0 | 0
0 | 0 | 0
0 | 0 | 0
98.0425 | 96.0817 | 97.926
1088.1018 | 1066.3398 | 1086.8079
3346.3727 | 3279.4452 | 3342.3934
4590.2753 | 4498.4698 | 4584.8169
5360.7832 | 5253.5676 | 5354.4086
5696.2897 | 5582.3639 | 5689.5162
5555.6159 | 5444.5036 | 5549.0097
4958.5828 | 4859.4112 | 4952.6865
3941.4368 | 3862.608 | 3936.7499
2558.1794 | 2507.0158 | 2555.1374
933.6611 | 914.9878 | 932.5508
0 | 0 | 0
0 | 0 | 0
0 | 0 | 0
0 | 0 | 0
0 | 0 | 0
0 | 0 | 0
0 | 0 | 0
0 | 0 | 0
0 | 0 | 0
0 | 0 | 0
0 | 0 | 0
0 | 0 | 0
0 | 0 | 0
373.2892 | 365.8234 | 372.8453
1903.428 | 1865.3595 | 1901.1646
3395.6181 | 3327.7057 | 3391.5803
4562.7963 | 4471.5404 | 4557.3706
5233.4243 | 5128.7558 | 5227.2011
5604.1662 | 5492.0829 | 5597.5022
5459.0201 | 5349.8397 | 5452.5287
4891.8096 | 4793.9734 | 4885.9927
3932.2647 | 3853.6194 | 3927.5887
2577.6495 | 2526.0965 | 2574.5844
939.5607 | 920.7695 | 938.4435
0 | 0 | 0
0 | 0 | 0
0 | 0 | 0
0 | 0 | 0
0 | 0 | 0
0 | 0 | 0
0 | 0 | 0
0 | 0 | 0
0 | 0 | 0
0 | 0 | 0
0 | 0 | 0
0 | 0 | 0
0 | 0 | 0
328.483 | 321.9134 | 328.0924
1806.2099 | 1770.0857 | 1804.0621
3309.5618 | 3243.3705 | 3305.6263
4247.089 | 4162.1472 | 4242.0387
4886.643 | 4788.9101 | 4880.8322
5249.0584 | 5144.0773 | 5242.8167
5181.9754 | 5078.3359 | 5175.8134
4632.2059 | 4539.5618 | 4626.6977
3734.796 | 3660.1001 | 3730.3549
2382.7471 | 2335.0922 | 2379.9138
825.6131 | 809.1008 | 824.6313
0 | 0 | 0
0 | 0 | 0
0 | 0 | 0
0 | 0 | 0
0 | 0 | 0
0 | 0 | 0
0 | 0 | 0
0 | 0 | 0
0 | 0 | 0
0 | 0 | 0
0 | 0 | 0
0 | 0 | 0
0 | 0 | 0
38.4481 | 37.6791 | 38.4024
1295.869 | 1269.9516 | 1294.3281
352.1598 | 345.1166 | 351.741
1022.2691 | 1001.8237 | 1021.0535
156.4437 | 153.3149 | 156.2577
954.7345 | 935.6398 | 953.5992
3317.47 | 3251.1206 | 3313.5252
1967.9121 | 1928.5539 | 1965.572
827.3148 | 810.7685 | 826.331
1125.7937 | 1103.2778 | 1124.455
252.9833 | 247.9236 | 252.6824
0 | 0 | 0
0 | 0 | 0
0 | 0 | 0
0 | 0 | 0
0 | 0 | 0
0 | 0 | 0
0 | 0 | 0
0 | 0 | 0
0 | 0 | 0
0 | 0 | 0
0 | 0 | 0
0 | 0 | 0
0 | 0 | 0
0 | 0 | 0
179.1535 | 175.5704 | 178.9405
681.2248 | 667.6003 | 680.4147
1402.9652 | 1374.9059 | 1401.297
1448.6031 | 1419.6311 | 1446.8806
2253.1349 | 2208.0722 | 2250.4557
2914.518 | 2856.2277 | 2911.0523
2920.1865 | 2861.7828 | 2916.7141
3763.0517 | 3687.7907 | 3758.577
2393.2755 | 2345.41 | 2390.4296
551.1633 | 540.14 | 550.5079
0 | 0 | 0
0 | 0 | 0
0 | 0 | 0
0 | 0 | 0
0 | 0 | 0
0 | 0 | 0
0 | 0 | 0
0 | 0 | 0
0 | 0 | 0
0 | 0 | 0
0 | 0 | 0
0 | 0 | 0
0 | 0 | 0
284.2361 | 278.5514 | 283.8981
1712.4424 | 1678.1935 | 1710.4061
3158.1186 | 3094.9563 | 3154.3633
4271.9857 | 4186.546 | 4266.9058
4933.3081 | 4834.642 | 4927.4419
5186.2985 | 5082.5725 | 5180.1313
5036.378 | 4935.6504 | 5030.3891
4501.5307 | 4411.5001 | 4496.1779
3426.6361 | 3358.1034 | 3422.5614
2104.7035 | 2062.6095 | 2102.2008
689.0122 | 675.232 | 688.1929
0 | 0 | 0
0 | 0 | 0
0 | 0 | 0
0 | 0 | 0
0 | 0 | 0
0 | 0 | 0
0 | 0 | 0
0 | 0 | 0
0 | 0 | 0
0 | 0 | 0
0 | 0 | 0
0 | 0 | 0
0 | 0 | 0
268.3069 | 262.9407 | 267.9878
1704.1543 | 1670.0712 | 1702.1278
3158.4412 | 3095.2724 | 3154.6854
4183.11 | 4099.4478 | 4178.1358
4719.6152 | 4625.2229 | 4714.003
4958.9305 | 4859.7519 | 4953.0338
4828.96 | 4732.3808 | 4823.2178
4414.764 | 4326.4687 | 4409.5143
3508.2056 | 3438.0415 | 3504.0339
1690.688 | 1656.8742 | 1688.6776
480.8305 | 471.2138 | 480.2587
0 | 0 | 0
0 | 0 | 0
0 | 0 | 0
0 | 0 | 0
0 | 0 | 0
0 | 0 | 0
0 | 0 | 0
0 | 0 | 0
0 | 0 | 0
0 | 0 | 0
0 | 0 | 0
0 | 0 | 0
0 | 0 | 0
83.66 | 81.9868 | 83.5605
1644.108 | 1611.2259 | 1642.153
3137.3948 | 3074.6469 | 3133.664
4244.3336 | 4159.447 | 4239.2866
5004.9392 | 4904.8404 | 4998.9877
5285.7442 | 5180.0293 | 5279.4589
5150.7584 | 5047.7432 | 5144.6335
4619.6834 | 4527.2897 | 4614.19
3661.4768 | 3588.2473 | 3657.1229
2332.4698 | 2285.8204 | 2329.6962
745.559 | 730.6478 | 744.6725
0 | 0 | 0
0 | 0 | 0
0 | 0 | 0
0 | 0 | 0
0 | 0 | 0
0 | 0 | 0
0 | 0 | 0
0 | 0 | 0
0 | 0 | 0
0 | 0 | 0
0 | 0 | 0
0 | 0 | 0
0 | 0 | 0
0.33704 | 0.3303 | 0.33664
569.793 | 558.3972 | 569.1155
958.2319 | 939.0673 | 957.0925
2334.5036 | 2287.8136 | 2331.7276
3566.791 | 3495.4551 | 3562.5496
3683.4642 | 3609.795 | 3679.0842
4966.3243 | 4866.9978 | 4960.4187
3885.9005 | 3808.1825 | 3881.2798
3546.2609 | 3475.3357 | 3542.044
2203.595 | 2159.5231 | 2200.9746
505.1802 | 495.0766 | 504.5795
0 | 0 | 0
0 | 0 | 0
0 | 0 | 0
0 | 0 | 0
0 | 0 | 0
0 | 0 | 0
0 | 0 | 0
0 | 0 | 0
0 | 0 | 0
0 | 0 | 0
0 | 0 | 0
0 | 0 | 0
0 | 0 | 0
51.2846 | 50.2589 | 51.2236
1264.0624 | 1238.7812 | 1262.5593
2349.2367 | 2302.252 | 2346.4432
2863.8523 | 2806.5753 | 2860.4469
4041.5232 | 3960.6928 | 4036.7174
4323.4638 | 4236.9946 | 4318.3227
4377.1621 | 4289.6189 | 4371.9571
2646.7211 | 2593.7866 | 2643.5738
89.145 | 87.3621 | 89.039
97.0562 | 95.1151 | 96.9408
0 | 0 | 0
0 | 0 | 0
0 | 0 | 0
0 | 0 | 0
0 | 0 | 0
0 | 0 | 0
0 | 0 | 0
0 | 0 | 0
0 | 0 | 0
0 | 0 | 0
0 | 0 | 0
0 | 0 | 0
0 | 0 | 0
0 | 0 | 0
0 | 0 | 0
0 | 0 | 0
0 | 0 | 0
17.9488 | 17.5899 | 17.9275
30.119 | 29.5166 | 30.0832
36.2005 | 35.4765 | 36.1575
4974.6595 | 4875.1663 | 4968.744
4404.3556 | 4316.2685 | 4399.1183
3424.2841 | 3355.7985 | 3420.2123
2086.6314 | 2044.8988 | 2084.1501
593.4344 | 581.5657 | 592.7288
0 | 0 | 0
0 | 0 | 0
0 | 0 | 0
0 | 0 | 0
0 | 0 | 0
0 | 0 | 0
0 | 0 | 0
0 | 0 | 0
0 | 0 | 0
0 | 0 | 0
0 | 0 | 0
0 | 0 | 0
0 | 0 | 0
0 | 0 | 0
1667.5967 | 1634.2448 | 1665.6138
3233.5548 | 3168.8837 | 3229.7097
4410.6679 | 4322.4545 | 4405.4231
5160.1828 | 5056.9791 | 5154.0467
5463.0198 | 5353.7594 | 5456.5237
5319.4376 | 5213.0488 | 5313.1121
4692.1823 | 4598.3387 | 4686.6028
3697.2672 | 3623.3219 | 3692.8707
2305.2051 | 2259.101 | 2302.464
692.517 | 678.6667 | 691.6935
0 | 0 | 0
0 | 0 | 0
0 | 0 | 0
0 | 0 | 0
0 | 0 | 0
0 | 0 | 0
0 | 0 | 0
0 | 0 | 0
0 | 0 | 0
0 | 0 | 0
0 | 0 | 0
0 | 0 | 0
0 | 0 | 0
0 | 0 | 0
1663.2007 | 1629.9367 | 1661.223
1984.8053 | 1945.1092 | 1982.4451
3513.8627 | 3443.5854 | 3509.6843
4730.6625 | 4636.0493 | 4725.0372
5344.3651 | 5237.4778 | 5338.01
5222.6365 | 5118.1838 | 5216.4262
4646.7162 | 4553.7819 | 4641.1907
3644.3724 | 3571.4849 | 3640.0388
2276.674 | 2231.1405 | 2273.9668
677.0719 | 663.5304 | 676.2667
0 | 0 | 0
0 | 0 | 0
0 | 0 | 0
0 | 0 | 0
0 | 0 | 0
0 | 0 | 0
0 | 0 | 0
0 | 0 | 0
0 | 0 | 0
0 | 0 | 0
0 | 0 | 0
0 | 0 | 0
0 | 0 | 0
0 | 0 | 0
916.9444 | 898.6055 | 915.854
1998.0958 | 1958.1339 | 1995.7198
3292.4995 | 3226.6495 | 3288.5844
4074.7769 | 3993.2814 | 4069.9315
3759.3735 | 3684.186 | 3754.9032
4227.5414 | 4142.9905 | 4222.5143
1226.5649 | 1202.0336 | 1225.1064
2760.2571 | 2705.052 | 2756.9748
1030.8563 | 1010.2392 | 1029.6305
180.9318 | 177.3132 | 180.7167
0 | 0 | 0
0 | 0 | 0
0 | 0 | 0
0 | 0 | 0
0 | 0 | 0
0 | 0 | 0
0 | 0 | 0
0 | 0 | 0
0 | 0 | 0
0 | 0 | 0
0 | 0 | 0
0 | 0 | 0
0 | 0 | 0
0 | 0 | 0
26.6503 | 26.1173 | 26.6186
78.0957 | 76.5338 | 78.0029
760.1557 | 744.9526 | 759.2518
1261.534 | 1236.3033 | 1260.0339
1606.6854 | 1574.5517 | 1604.7749
1175.8884 | 1152.3706 | 1174.4901
1057.4336 | 1036.2849 | 1056.1762
575.6844 | 564.1707 | 574.9998
407.7723 | 399.6169 | 407.2874
64.9145 | 63.6162 | 64.8373
0 | 0 | 0
0 | 0 | 0
0 | 0 | 0
0 | 0 | 0
0 | 0 | 0
0 | 0 | 0
0 | 0 | 0
0 | 0 | 0
0 | 0 | 0
0 | 0 | 0
0 | 0 | 0
0 | 0 | 0
0 | 0 | 0
0 | 0 | 0
1628.1211 | 1595.5587 | 1626.1851
3287.8409 | 3222.0841 | 3283.9313
4448.8548 | 4359.8777 | 4443.5646
5100.8863 | 4998.8685 | 5094.8207
5356.6742 | 5249.5407 | 5350.3044
5201.5554 | 5097.5243 | 5195.3701
4694.7027 | 4600.8086 | 4689.1201
3726.9556 | 3652.4165 | 3722.5238
2294.1935 | 2248.3097 | 2291.4655
641.2236 | 628.3991 | 640.4611
0 | 0 | 0
0 | 0 | 0
0 | 0 | 0
0 | 0 | 0
0 | 0 | 0
0 | 0 | 0
0 | 0 | 0
0 | 0 | 0
0 | 0 | 0
0 | 0 | 0
0 | 0 | 0
0 | 0 | 0
0 | 0 | 0
0 | 0 | 0
1385.8108 | 1358.0946 | 1384.1629
2017.3378 | 1976.9911 | 2014.939
3160.7338 | 3097.5191 | 3156.9753
3907.3929 | 3829.245 | 3902.7465
5053.4728 | 4952.4034 | 5047.4637
5025.2146 | 4924.7103 | 5019.239
4463.6122 | 4374.34 | 4458.3045
3572.3253 | 3500.8787 | 3568.0773
2169.5818 | 2126.1901 | 2167.0019
595.3188 | 583.4124 | 594.6109
0 | 0 | 0
0 | 0 | 0
0 | 0 | 0
0 | 0 | 0
0 | 0 | 0
0 | 0 | 0
0 | 0 | 0
0 | 0 | 0
0 | 0 | 0
0 | 0 | 0
0 | 0 | 0
0 | 0 | 0
0 | 0 | 0
0 | 0 | 0
765.6768 | 750.3632 | 764.7663
2104.4532 | 2062.3642 | 2101.9508
4145.8081 | 4062.892 | 4140.8783
4827.8475 | 4731.2905 | 4822.1066
5120.2295 | 5017.8249 | 5114.1409
4966.6922 | 4867.3583 | 4960.7862
4341.1844 | 4254.3607 | 4336.0222
3424.3507 | 3355.8637 | 3420.2788
1543.1593 | 1512.2962 | 1541.3243
560.568 | 549.3567 | 559.9014
0 | 0 | 0
0 | 0 | 0
0 | 0 | 0
0 | 0 | 0
0 | 0 | 0
0 | 0 | 0
0 | 0 | 0
0 | 0 | 0
0 | 0 | 0
0 | 0 | 0
0 | 0 | 0
0 | 0 | 0
0 | 0 | 0
0 | 0 | 0
739.7815 | 724.9859 | 738.9018
2362.7785 | 2315.5229 | 2359.9689
1978.9929 | 1939.413 | 1976.6396
2460.4114 | 2411.2032 | 2457.4857
5066.9115 | 4965.5733 | 5060.8864
3423.1862 | 3354.7224 | 3419.1156
4294.705 | 4208.8109 | 4289.5981
3288.3133 | 3222.547 | 3284.4031
1912.3922 | 1874.1444 | 1910.1182
472.6991 | 463.2451 | 472.137
0 | 0 | 0
0 | 0 | 0
0 | 0 | 0
0 | 0 | 0
0 | 0 | 0
0 | 0 | 0
0 | 0 | 0
0 | 0 | 0
0 | 0 | 0
0 | 0 | 0
0 | 0 | 0
0 | 0 | 0
0 | 0 | 0
0 | 0 | 0
1339.6443 | 1312.8515 | 1338.0514
2882.3292 | 2824.6826 | 2878.9018
3961.487 | 3882.2573 | 3956.7763
4635.1175 | 4542.4152 | 4629.6058
4926.6455 | 4828.1126 | 4920.7872
4800.1265 | 4704.124 | 4794.4186
4364.6302 | 4277.3376 | 4359.4402
3418.9017 | 3350.5236 | 3414.8362
2089.6861 | 2047.8924 | 2087.2012
562.991 | 551.7312 | 562.3215
0 | 0 | 0
0 | 0 | 0
0 | 0 | 0
0 | 0 | 0
0 | 0 | 0
0 | 0 | 0
0 | 0 | 0
0 | 0 | 0
0 | 0 | 0
0 | 0 | 0
0 | 0 | 0
0 | 0 | 0
0 | 0 | 0
0 | 0 | 0
659.014 | 645.8337 | 658.2303
1945.2169 | 1906.3125 | 1942.9038
2696.3419 | 2642.415 | 2693.1356
3436.4715 | 3367.742 | 3432.3851
3903.0112 | 3824.951 | 3898.3701
4722.3107 | 4627.8645 | 4716.6953
3318.1859 | 3251.8222 | 3314.2402
3258.3997 | 3193.2317 | 3254.5251
1955.4293 | 1916.3207 | 1953.1041
518.3565 | 507.9894 | 517.7401
0 | 0 | 0
0 | 0 | 0
0 | 0 | 0
0 | 0 | 0
0 | 0 | 0
0 | 0 | 0
0 | 0 | 0
0 | 0 | 0
0 | 0 | 0
0 | 0 | 0
0 | 0 | 0
0 | 0 | 0
0 | 0 | 0
0 | 0 | 0
157.2765 | 154.131 | 157.0895
1128.4896 | 1105.9198 | 1127.1477
2803.8298 | 2747.7532 | 2800.4958
3769.7928 | 3694.397 | 3765.3101
3763.851 | 3688.574 | 3759.3753
4077.0172 | 3995.4769 | 4072.1692
4129.6911 | 4047.0972 | 4124.7804
2961.2296 | 2902.005 | 2957.7083
1563.0403 | 1531.7795 | 1561.1816
386.2147 | 378.4904 | 385.7554
0 | 0 | 0
0 | 0 | 0
0 | 0 | 0
0 | 0 | 0
0 | 0 | 0
0 | 0 | 0
0 | 0 | 0
0 | 0 | 0
0 | 0 | 0
0 | 0 | 0
0 | 0 | 0
0 | 0 | 0
0 | 0 | 0
0 | 0 | 0
1439.5036 | 1410.7135 | 1437.7919
2962.8058 | 2903.5497 | 2959.2827
4049.0522 | 3968.0712 | 4044.2374
4736.2313 | 4641.5066 | 4730.5993
4999.8875 | 4899.8898 | 4993.9421
4859.5573 | 4762.3662 | 4853.7787
4324.1517 | 4237.6687 | 4319.0098
3344.4233 | 3277.5349 | 3340.4464
2005.5224 | 1965.412 | 2003.1376
548.8622 | 537.885 | 548.2096
0 | 0 | 0
0 | 0 | 0
0 | 0 | 0
0 | 0 | 0
0 | 0 | 0
0 | 0 | 0
0 | 0 | 0
0 | 0 | 0
0 | 0 | 0
0 | 0 | 0
0 | 0 | 0
0 | 0 | 0
0 | 0 | 0
0 | 0 | 0
1349.5885 | 1322.5967 | 1347.9837
2093.0451 | 2051.1842 | 2090.5563
3012.5829 | 2952.3312 | 3009.0006
3641.4675 | 3568.6382 | 3637.1374
4857.9961 | 4760.8361 | 4852.2193
4816.1934 | 4719.8695 | 4810.4664
4141.8947 | 4059.0568 | 4136.9695
2691.553 | 2637.7219 | 2688.3524
1766.2594 | 1730.9342 | 1764.1591
481.1553 | 471.5322 | 480.5832
0 | 0 | 0
0 | 0 | 0
0 | 0 | 0
0 | 0 | 0
0 | 0 | 0
0 | 0 | 0
0 | 0 | 0
0 | 0 | 0
0 | 0 | 0
0 | 0 | 0
0 | 0 | 0
0 | 0 | 0
0 | 0 | 0
0 | 0 | 0
32.9698 | 32.3104 | 32.9306
2083.0983 | 2041.4363 | 2080.6212
3209.7385 | 3145.5438 | 3205.9218
4962.7976 | 4863.5416 | 4956.8963
5332.0394 | 5225.3986 | 5325.699
5201.8482 | 5097.8112 | 5195.6626
4630.2576 | 4537.6525 | 4624.7517
3608.6146 | 3536.4423 | 3604.3236
2165.6217 | 2122.3092 | 2163.0465
573.9791 | 562.4995 | 573.2966
0 | 0 | 0
0 | 0 | 0
0 | 0 | 0
0 | 0 | 0
0 | 0 | 0
0 | 0 | 0
0 | 0 | 0
0 | 0 | 0
0 | 0 | 0
0 | 0 | 0
0 | 0 | 0
0 | 0 | 0
0 | 0 | 0
0 | 0 | 0
286.5049 | 280.7748 | 286.1642
2186.7936 | 2143.0578 | 2184.1933
3604.7846 | 3532.6889 | 3600.4981
3643.236 | 3570.3713 | 3638.9038
2931.8798 | 2873.2422 | 2928.3934
3356.8539 | 3289.7168 | 3352.8622
3676.2918 | 3602.7659 | 3671.9202
2665.8329 | 2612.5163 | 2662.6629
1356.0524 | 1328.9313 | 1354.4399
103.3867 | 101.3189 | 103.2637
0 | 0 | 0
0 | 0 | 0
0 | 0 | 0
0 | 0 | 0
0 | 0 | 0
0 | 0 | 0
0 | 0 | 0
0 | 0 | 0
0 | 0 | 0
0 | 0 | 0
0 | 0 | 0
0 | 0 | 0
0 | 0 | 0
0 | 0 | 0
732.6798 | 718.0262 | 731.8085
1300.7358 | 1274.721 | 1299.189
1038.4064 | 1017.6382 | 1037.1716
1635.0558 | 1602.3547 | 1633.1115
924.1631 | 905.6798 | 923.0642
1222.2678 | 1197.8224 | 1220.8144
1781.0126 | 1745.3923 | 1778.8947
1347.2704 | 1320.3249 | 1345.6683
724.2088 | 709.7246 | 723.3476
45.6311 | 44.7185 | 45.5769
0 | 0 | 0
0 | 0 | 0
0 | 0 | 0
0 | 0 | 0
0 | 0 | 0
0 | 0 | 0
0 | 0 | 0
0 | 0 | 0
0 | 0 | 0
0 | 0 | 0
0 | 0 | 0
0 | 0 | 0
0 | 0 | 0
0 | 0 | 0
196.5975 | 192.6655 | 196.3637
916.8938 | 898.5559 | 915.8035
3157.574 | 3094.4226 | 3153.8193
4724.218 | 4629.7337 | 4718.6004
1499.8211 | 1469.8247 | 1498.0376
1438.0381 | 1409.2773 | 1436.3281
1004.7532 | 984.6582 | 1003.5585
3403.6033 | 3335.5312 | 3399.556
2011.4376 | 1971.2088 | 2009.0457
469.0679 | 459.6866 | 468.5101
0 | 0 | 0
0 | 0 | 0
0 | 0 | 0
0 | 0 | 0
0 | 0 | 0
0 | 0 | 0
0 | 0 | 0
0 | 0 | 0
0 | 0 | 0
0 | 0 | 0
0 | 0 | 0
0 | 0 | 0
0 | 0 | 0
0 | 0 | 0
776.6669 | 761.1335 | 775.7433
2856.021 | 2798.9006 | 2852.6249
3256.3814 | 3191.2538 | 3252.5092
3922.0565 | 3843.6154 | 3917.3927
533.3021 | 522.636 | 532.6679
516.7429 | 506.4081 | 516.1285
2781.2447 | 2725.6198 | 2777.9375
3520.0004 | 3449.6004 | 3515.8147
2042.095 | 2001.2531 | 2039.6667
130.25 | 127.645 | 130.0951
0 | 0 | 0
0 | 0 | 0
0 | 0 | 0
0 | 0 | 0
0 | 0 | 0
0 | 0 | 0
0 | 0 | 0
0 | 0 | 0
0 | 0 | 0
0 | 0 | 0
0 | 0 | 0
0 | 0 | 0
0 | 0 | 0
0 | 0 | 0
642.7761 | 629.9206 | 642.0117
1907.5803 | 1869.4287 | 1905.3119
4233.5068 | 4148.8366 | 4228.4726
4937.3307 | 4838.5841 | 4931.4596
5231.6159 | 5126.9836 | 5225.3949
5069.9314 | 4968.5328 | 5063.9027
4467.1 | 4377.758 | 4461.7881
3412.7192 | 3344.4648 | 3408.661
2029.6092 | 1989.017 | 2027.1958
465.8755 | 456.558 | 465.3215
0 | 0 | 0
0 | 0 | 0
0 | 0 | 0
0 | 0 | 0
0 | 0 | 0
0 | 0 | 0
0 | 0 | 0
0 | 0 | 0
0 | 0 | 0
0 | 0 | 0
0 | 0 | 0
0 | 0 | 0
0 | 0 | 0
0 | 0 | 0
211.7535 | 207.5184 | 211.5017
366.9448 | 359.6059 | 366.5085
851.9884 | 834.9486 | 850.9753
1079.8377 | 1058.241 | 1078.5537
3989.2121 | 3909.4279 | 3984.4685
4769.238 | 4673.8533 | 4763.5669
4138.6973 | 4055.9234 | 4133.7759
3139.2426 | 3076.4577 | 3135.5096
1854.4832 | 1817.3935 | 1852.278
370.6219 | 363.2094 | 370.1811
0 | 0 | 0
0 | 0 | 0
0 | 0 | 0
0 | 0 | 0
0 | 0 | 0
0 | 0 | 0
0 | 0 | 0
0 | 0 | 0
0 | 0 | 0
0 | 0 | 0
0 | 0 | 0
0 | 0 | 0
0 | 0 | 0
0 | 0 | 0
718.9692 | 704.5899 | 718.1143
1630.7475 | 1598.1325 | 1628.8083
3862.7638 | 3785.5086 | 3858.1706
4564.3378 | 4473.0511 | 4558.9103
4869.2196 | 4771.8352 | 4863.4295
4718.6167 | 4624.2443 | 4713.0057
4235.416 | 4150.7077 | 4230.3796
3297.4001 | 3231.4521 | 3293.4791
1910.1335 | 1871.9309 | 1907.8622
386.3001 | 378.5741 | 385.8407
0 | 0 | 0
0 | 0 | 0
0 | 0 | 0
0 | 0 | 0
0 | 0 | 0
0 | 0 | 0
0 | 0 | 0
0 | 0 | 0
0 | 0 | 0
0 | 0 | 0
0 | 0 | 0
0 | 0 | 0
0 | 0 | 0
0 | 0 | 0
533.8752 | 523.1977 | 533.2404
1604.2892 | 1572.2034 | 1602.3815
3889.0515 | 3811.2705 | 3884.427
4660.231 | 4567.0264 | 4654.6895
4955.635 | 4856.5223 | 4949.7421
4811.3454 | 4715.1185 | 4805.6241
4241.2384 | 4156.4136 | 4236.195
3256.8944 | 3191.7565 | 3253.0216
1857.3333 | 1820.1866 | 1855.1247
331.2589 | 324.6338 | 330.865
0 | 0 | 0
0 | 0 | 0
0 | 0 | 0
0 | 0 | 0
0 | 0 | 0
0 | 0 | 0
0 | 0 | 0
0 | 0 | 0
0 | 0 | 0
0 | 0 | 0
0 | 0 | 0
0 | 0 | 0
0 | 0 | 0
0 | 0 | 0
516.9218 | 506.5834 | 516.3071
1763.9657 | 1728.6864 | 1761.8682
3805.8291 | 3729.7125 | 3801.3035
4592.0065 | 4500.1663 | 4586.546
4777.9163 | 4682.358 | 4772.2348
4649.5438 | 4556.553 | 4644.015
4108.4013 | 4026.2333 | 4103.516
3247.5088 | 3182.5586 | 3243.6472
1887.554 | 1849.8029 | 1885.3095
351.4671 | 344.4378 | 351.0492
0 | 0 | 0
0 | 0 | 0
0 | 0 | 0
0 | 0 | 0
0 | 0 | 0
0 | 0 | 0
0 | 0 | 0
0 | 0 | 0
0 | 0 | 0
0 | 0 | 0
0 | 0 | 0
0 | 0 | 0
0 | 0 | 0
0 | 0 | 0
555.6693 | 544.5559 | 555.0085
1649.9907 | 1616.9909 | 1648.0286
3759.6896 | 3684.4958 | 3755.2189
4418.115 | 4329.7527 | 4412.8613
4773.742 | 4678.2671 | 4768.0654
2933.7055 | 2875.0314 | 2930.217
3099.2887 | 3037.3029 | 3095.6033
2521.1754 | 2470.7519 | 2518.1775
1503.7759 | 1473.7003 | 1501.9877
55.2775 | 54.172 | 55.2118
0 | 0 | 0
0 | 0 | 0
0 | 0 | 0
0 | 0 | 0
0 | 0 | 0
0 | 0 | 0
0 | 0 | 0
0 | 0 | 0
0 | 0 | 0
0 | 0 | 0
0 | 0 | 0
0 | 0 | 0
0 | 0 | 0
0 | 0 | 0
619.259 | 606.8738 | 618.5226
1859.0685 | 1821.8871 | 1856.8578
3864.4937 | 3787.2039 | 3859.8984
4546.3792 | 4455.4516 | 4540.973
4915.8423 | 4817.5254 | 4909.9967
4783.0493 | 4687.3883 | 4777.3617
4220.0875 | 4135.6858 | 4215.0693
3235.172 | 3170.4686 | 3231.325
1877.6028 | 1840.0508 | 1875.3701
74.4114 | 72.9232 | 74.3229
0 | 0 | 0
0 | 0 | 0
0 | 0 | 0
0 | 0 | 0
0 | 0 | 0
0 | 0 | 0
0 | 0 | 0
0 | 0 | 0
0 | 0 | 0
0 | 0 | 0
0 | 0 | 0
0 | 0 | 0
0 | 0 | 0
0 | 0 | 0
942.5763 | 923.7248 | 941.4555
1926.854 | 1888.317 | 1924.5628
3850.4444 | 3773.4355 | 3845.8658
4482.3113 | 4392.6651 | 4476.9813
4736.367 | 4641.6397 | 4730.7349
4669.8798 | 4576.4823 | 4664.3268
4176.7042 | 4093.1701 | 4171.7376
3192.9507 | 3129.0916 | 3189.1539
1863.7242 | 1826.4497 | 1861.508
348.3819 | 341.4142 | 347.9676
0 | 0 | 0
0 | 0 | 0
0 | 0 | 0
0 | 0 | 0
0 | 0 | 0
0 | 0 | 0
0 | 0 | 0
0 | 0 | 0
0 | 0 | 0
0 | 0 | 0
0 | 0 | 0
0 | 0 | 0
0 | 0 | 0
0 | 0 | 0
487.6286 | 477.876 | 487.0487
2131.4852 | 2088.8555 | 2128.9506
3018.2972 | 2957.9313 | 3014.7081
3606.9526 | 3534.8135 | 3602.6635
3841.6329 | 3764.8003 | 3837.0648
4039.9565 | 3959.1574 | 4035.1526
3544.3069 | 3473.4207 | 3540.0923
1988.2372 | 1948.4725 | 1985.873
202.9548 | 198.8957 | 202.7135
0 | 0 | 0
0 | 0 | 0
0 | 0 | 0
0 | 0 | 0
0 | 0 | 0
0 | 0 | 0
0 | 0 | 0
0 | 0 | 0
0 | 0 | 0
0 | 0 | 0
0 | 0 | 0
0 | 0 | 0
0 | 0 | 0
0 | 0 | 0
0 | 0 | 0
146.2504 | 143.3254 | 146.0765
619.7697 | 607.3743 | 619.0328
1770.1804 | 1734.7768 | 1768.0754
3218.3639 | 3153.9967 | 3214.5369
3683.9018 | 3610.2238 | 3679.5212
2808.826 | 2752.6495 | 2805.486
2542.0641 | 2491.2228 | 2539.0413
1514.4313 | 1484.1427 | 1512.6305
945.2547 | 926.3496 | 944.1307
13.3911 | 13.1232 | 13.3751
0 | 0 | 0
0 | 0 | 0
0 | 0 | 0
0 | 0 | 0
0 | 0 | 0
0 | 0 | 0
0 | 0 | 0
0 | 0 | 0
0 | 0 | 0
0 | 0 | 0
0 | 0 | 0
0 | 0 | 0
0 | 0 | 0
0 | 0 | 0
647.4235 | 634.4751 | 646.6537
1772.3016 | 1736.8556 | 1770.1942
3723.0639 | 3648.6027 | 3718.6368
4460.5006 | 4371.2906 | 4455.1966
4801.8106 | 4705.7744 | 4796.1007
4689.6982 | 4595.9043 | 4684.1216
4181.5115 | 4097.8812 | 4176.5392
3206.4471 | 3142.3182 | 3202.6343
1176.5264 | 1152.9958 | 1175.1273
0 | 0 | 0
0 | 0 | 0
0 | 0 | 0
0 | 0 | 0
0 | 0 | 0
0 | 0 | 0
0 | 0 | 0
0 | 0 | 0
0 | 0 | 0
0 | 0 | 0
0 | 0 | 0
0 | 0 | 0
0 | 0 | 0
0 | 0 | 0
0 | 0 | 0
483.6369 | 473.9642 | 483.0618
1711.9019 | 1677.6639 | 1709.8663
3870.1275 | 3792.725 | 3865.5255
4649.848 | 4556.851 | 4644.3188
4982.1185 | 4882.4762 | 4976.1942
3749.5146 | 3674.5243 | 3745.056
3635.2674 | 3562.562 | 3630.9446
3282.9422 | 3217.2833 | 3279.0384
1845.0558 | 1808.1547 | 1842.8618
0 | 0 | 0
0 | 0 | 0
0 | 0 | 0
0 | 0 | 0
0 | 0 | 0
0 | 0 | 0
0 | 0 | 0
0 | 0 | 0
0 | 0 | 0
0 | 0 | 0
0 | 0 | 0
0 | 0 | 0
0 | 0 | 0
0 | 0 | 0
0 | 0 | 0
105.1586 | 103.0554 | 105.0335
444.686 | 435.7923 | 444.1572
735.7677 | 721.0524 | 734.8928
2361.68 | 2314.4464 | 2358.8717
1798.4051 | 1762.437 | 1796.2666
2985.1511 | 2925.448 | 2981.6014
3897.9342 | 3819.9755 | 3893.2991
2619.753 | 2567.358 | 2616.6378
926.5846 | 908.0529 | 925.4827
0 | 0 | 0
0 | 0 | 0
0 | 0 | 0
0 | 0 | 0
0 | 0 | 0
0 | 0 | 0
0 | 0 | 0
0 | 0 | 0
0 | 0 | 0
0 | 0 | 0
0 | 0 | 0
0 | 0 | 0
0 | 0 | 0
0 | 0 | 0
0 | 0 | 0
931.8955 | 913.2576 | 930.7874
1508.9198 | 1478.7414 | 1507.1256
3784.9767 | 3709.2772 | 3780.4759
4593.2314 | 4501.3668 | 4587.7695
4973.5895 | 4874.1177 | 4967.6753
4838.001 | 4741.241 | 4832.248
4268.1049 | 4182.7428 | 4263.0296
3270.2162 | 3204.8119 | 3266.3276
1827.129 | 1790.5864 | 1824.9563
0 | 0 | 0
0 | 0 | 0
0 | 0 | 0
0 | 0 | 0
0 | 0 | 0
0 | 0 | 0
0 | 0 | 0
0 | 0 | 0
0 | 0 | 0
0 | 0 | 0
0 | 0 | 0
0 | 0 | 0
0 | 0 | 0
0 | 0 | 0
0 | 0 | 0
1.8575 | 1.8203 | 1.8553
87.6333 | 85.8806 | 87.5291
397.0139 | 389.0736 | 396.5418
487.048 | 477.307 | 486.4688
853.1545 | 836.0914 | 852.14
797.2752 | 781.3297 | 796.3272
690.2153 | 676.411 | 689.3945
753.2273 | 738.1627 | 752.3316
284.0068 | 278.3266 | 283.669
0 | 0 | 0
0 | 0 | 0
0 | 0 | 0
0 | 0 | 0
0 | 0 | 0
0 | 0 | 0
0 | 0 | 0
0 | 0 | 0
0 | 0 | 0
0 | 0 | 0
0 | 0 | 0
0 | 0 | 0
0 | 0 | 0
0 | 0 | 0
0 | 0 | 0
1025.7488 | 1005.2338 | 1024.5291
2766.5723 | 2711.2408 | 2763.2825
4087.5034 | 4005.7533 | 4082.6429
4935.671 | 4836.9576 | 4929.8019
5295.2282 | 5189.3237 | 5288.9316
5087.7683 | 4986.0129 | 5081.7184
4495.2427 | 4405.3379 | 4489.8974
3393.9537 | 3326.0746 | 3389.9179
970.6849 | 951.2712 | 969.5307
0 | 0 | 0
0 | 0 | 0
0 | 0 | 0
0 | 0 | 0
0 | 0 | 0
0 | 0 | 0
0 | 0 | 0
0 | 0 | 0
0 | 0 | 0
0 | 0 | 0
0 | 0 | 0
0 | 0 | 0
0 | 0 | 0
0 | 0 | 0
0 | 0 | 0
391.1807 | 383.3571 | 390.7155
1629.9123 | 1597.3141 | 1627.9742
2436.741 | 2388.0062 | 2433.8434
4448.9128 | 4359.9346 | 4443.6225
4726.2006 | 4631.6765 | 4720.5806
4589.0918 | 4497.3099 | 4583.6348
3599.9027 | 3527.9046 | 3595.622
1914.1793 | 1875.8957 | 1911.9031
1772.6555 | 1737.2024 | 1770.5476
0 | 0 | 0
0 | 0 | 0
0 | 0 | 0
0 | 0 | 0
0 | 0 | 0
0 | 0 | 0
0 | 0 | 0
0 | 0 | 0
0 | 0 | 0
0 | 0 | 0
0 | 0 | 0
0 | 0 | 0
0 | 0 | 0
0 | 0 | 0
0 | 0 | 0
357.6116 | 350.4593 | 357.1863
2004.9343 | 1964.8356 | 2002.5502
2509.0749 | 2458.8934 | 2506.0913
4411.1083 | 4322.8862 | 4405.863
4786.0194 | 4690.299 | 4780.3283
4680.2774 | 4586.6719 | 4674.712
4107.6614 | 4025.5082 | 4102.7769
3128.162 | 3065.5988 | 3124.4423
1776.1045 | 1740.5824 | 1773.9925
0 | 0 | 0
0 | 0 | 0
0 | 0 | 0
0 | 0 | 0
0 | 0 | 0
0 | 0 | 0
0 | 0 | 0
0 | 0 | 0
0 | 0 | 0
0 | 0 | 0
0 | 0 | 0
0 | 0 | 0
0 | 0 | 0
0 | 0 | 0
0 | 0 | 0
169.1659 | 165.7826 | 168.9647
181.6571 | 178.024 | 181.4411
336.289 | 329.5632 | 335.8891
419.499 | 411.109 | 419.0002
805.0463 | 788.9453 | 804.089
545.4194 | 534.5111 | 544.7709
282.3963 | 276.7484 | 282.0605
435.0548 | 426.3538 | 434.5375
78.4097 | 76.8415 | 78.3164
0 | 0 | 0
0 | 0 | 0
0 | 0 | 0
0 | 0 | 0
0 | 0 | 0
0 | 0 | 0
0 | 0 | 0
0 | 0 | 0
0 | 0 | 0
0 | 0 | 0
0 | 0 | 0
0 | 0 | 0
0 | 0 | 0
0 | 0 | 0
0 | 0 | 0
943.5796 | 924.708 | 942.4576
558.7818 | 547.6062 | 558.1174
4025.3999 | 3944.8919 | 4020.6132
2420.6374 | 2372.2246 | 2417.759
3567.2314 | 3495.8868 | 3562.9895
2217.3021 | 2172.956 | 2214.6654
1937.776 | 1899.0205 | 1935.4717
1317.0382 | 1290.6975 | 1315.4721
1408.8124 | 1380.6361 | 1407.1371
0 | 0 | 0
0 | 0 | 0
0 | 0 | 0
0 | 0 | 0
0 | 0 | 0
0 | 0 | 0
0 | 0 | 0
0 | 0 | 0
0 | 0 | 0
0 | 0 | 0
0 | 0 | 0
0 | 0 | 0
0 | 0 | 0
0 | 0 | 0
0 | 0 | 0
984.3011 | 964.6151 | 983.1306
2688.5986 | 2634.8266 | 2685.4016
4083.5837 | 4001.912 | 4078.7278
4998.5911 | 4898.6193 | 4992.6472
5389.0187 | 5281.2383 | 5382.6105
5268.0239 | 5162.6634 | 5261.7596
4636.7907 | 4544.0549 | 4631.277
1414.3784 | 1386.0908 | 1412.6966
2024.5555 | 1984.0644 | 2022.1481
0 | 0 | 0
0 | 0 | 0
0 | 0 | 0
0 | 0 | 0
0 | 0 | 0
0 | 0 | 0
0 | 0 | 0
0 | 0 | 0
0 | 0 | 0
0 | 0 | 0
0 | 0 | 0
0 | 0 | 0
0 | 0 | 0
0 | 0 | 0
0 | 0 | 0
67.8656 | 66.5083 | 67.7849
1851.308 | 1814.2818 | 1849.1066
2144.0689 | 2101.1875 | 2141.5193
2879.8876 | 2822.2898 | 2876.463
2958.982 | 2899.8024 | 2955.4634
4235.6137 | 4150.9014 | 4230.577
2475.3518 | 2425.8447 | 2472.4083
1855.1722 | 1818.0688 | 1852.9662
1006.7533 | 986.6182 | 1005.5562
0 | 0 | 0
0 | 0 | 0
0 | 0 | 0
0 | 0 | 0
0 | 0 | 0
0 | 0 | 0
0 | 0 | 0
0 | 0 | 0
0 | 0 | 0
0 | 0 | 0
0 | 0 | 0
0 | 0 | 0
0 | 0 | 0
0 | 0 | 0
0 | 0 | 0
36.9274 | 36.1889 | 36.8835
1698.1216 | 1664.1592 | 1696.1024
540.3909 | 529.5831 | 539.7483
2425.5693 | 2377.0579 | 2422.685
5177.5347 | 5073.984 | 5171.378
5056.8295 | 4955.6929 | 5050.8164
4489.0978 | 4399.3158 | 4483.7597
3468.0209 | 3398.6605 | 3463.897
1956.3887 | 1917.2609 | 1954.0623
0 | 0 | 0
0 | 0 | 0
0 | 0 | 0
0 | 0 | 0
0 | 0 | 0
0 | 0 | 0
0 | 0 | 0
0 | 0 | 0
0 | 0 | 0
0 | 0 | 0
0 | 0 | 0
0 | 0 | 0
0 | 0 | 0
0 | 0 | 0
0 | 0 | 0
1000.5663 | 980.555 | 999.3765
2744.276 | 2689.3905 | 2741.0128
4093.6934 | 4011.8195 | 4088.8255
4848.7411 | 4751.7662 | 4842.9753
5192.0216 | 5088.1812 | 5185.8477
5064.2129 | 4962.9287 | 5058.191
4567.3432 | 4475.9964 | 4561.9121
3537.7008 | 3466.9467 | 3533.494
1525.2529 | 1494.7478 | 1523.4392
0 | 0 | 0
0 | 0 | 0
0 | 0 | 0
0 | 0 | 0
0 | 0 | 0
0 | 0 | 0
0 | 0 | 0
0 | 0 | 0
0 | 0 | 0
0 | 0 | 0
0 | 0 | 0
0 | 0 | 0
0 | 0 | 0
0 | 0 | 0
0 | 0 | 0
859.8232 | 842.6267 | 858.8007
2545.7218 | 2494.8074 | 2542.6947
3844.0893 | 3767.2075 | 3839.5182
2192.0906 | 2148.2488 | 2189.484
5072.487 | 4971.0373 | 5066.4552
4936.2016 | 4837.4776 | 4930.3319
4285.2617 | 4199.5564 | 4280.166
3353.3749 | 3286.3074 | 3349.3874
1954.2616 | 1915.1764 | 1951.9378
0 | 0 | 0
0 | 0 | 0
0 | 0 | 0
0 | 0 | 0
0 | 0 | 0
0 | 0 | 0
0 | 0 | 0
0 | 0 | 0
0 | 0 | 0
0 | 0 | 0
0 | 0 | 0
0 | 0 | 0
0 | 0 | 0
0 | 0 | 0
0 | 0 | 0
832.214 | 815.5697 | 831.2244
2488.0391 | 2438.2783 | 2485.0806
3789.0267 | 3713.2462 | 3784.5211
4566.7976 | 4475.4616 | 4561.3671
4921.2815 | 4822.8558 | 4915.4295
4731.3123 | 4636.686 | 4725.6862
4218.1467 | 4133.7838 | 4213.1309
3381.8866 | 3314.2489 | 3377.8652
1955.2397 | 1916.1349 | 1952.9147
0 | 0 | 0
0 | 0 | 0
0 | 0 | 0
0 | 0 | 0
0 | 0 | 0
0 | 0 | 0
0 | 0 | 0
0 | 0 | 0
0 | 0 | 0
0 | 0 | 0
0 | 0 | 0
0 | 0 | 0
0 | 0 | 0
0 | 0 | 0
0 | 0 | 0
810.8411 | 794.6242 | 809.8769
2437.8652 | 2389.1079 | 2434.9663
3691.9871 | 3618.1473 | 3687.5969
4488.033 | 4398.2723 | 4482.6962
4919.6435 | 4821.2507 | 4913.7935
4832.4271 | 4735.7785 | 4826.6807
4312.4157 | 4226.1674 | 4307.2878
3316.9363 | 3250.5976 | 3312.9921
1911.0969 | 1872.875 | 1908.8244
0 | 0 | 0
0 | 0 | 0
0 | 0 | 0
0 | 0 | 0
0 | 0 | 0
0 | 0 | 0
0 | 0 | 0
0 | 0 | 0
0 | 0 | 0
0 | 0 | 0
0 | 0 | 0
0 | 0 | 0
0 | 0 | 0
0 | 0 | 0
0 | 0 | 0
691.1555 | 677.3324 | 690.3336
2273.6096 | 2228.1374 | 2270.906
3586.0401 | 3514.3193 | 3581.7759
3885.6995 | 3807.9855 | 3881.0789
4318.9882 | 4232.6084 | 4313.8524
4045.0781 | 3964.1766 | 4040.268
3473.807 | 3404.3309 | 3469.6763
2346.9296 | 2299.991 | 2344.1388
1136.4712 | 1113.7418 | 1135.1198
0 | 0 | 0
0 | 0 | 0
0 | 0 | 0
0 | 0 | 0
0 | 0 | 0
0 | 0 | 0
0 | 0 | 0
0 | 0 | 0
0 | 0 | 0
0 | 0 | 0
0 | 0 | 0
0 | 0 | 0
0 | 0 | 0
0 | 0 | 0
0 | 0 | 0
641.3813 | 628.5537 | 640.6186
2214.4262 | 2170.1377 | 2211.793
3563.3428 | 3492.076 | 3559.1056
4473.5574 | 4384.0863 | 4468.2378
4931.4443 | 4832.8154 | 4925.5802
4854.6103 | 4757.5181 | 4848.8376
4287.8587 | 4202.1015 | 4282.7599
3277.9553 | 3212.3962 | 3274.0575
1866.8855 | 1829.5478 | 1864.6656
0 | 0 | 0
0 | 0 | 0
0 | 0 | 0
0 | 0 | 0
0 | 0 | 0
0 | 0 | 0
0 | 0 | 0
0 | 0 | 0
0 | 0 | 0
0 | 0 | 0
0 | 0 | 0
0 | 0 | 0
0 | 0 | 0
0 | 0 | 0
0 | 0 | 0
745.9679 | 731.0485 | 745.0808
2438.5676 | 2389.7962 | 2435.6678
3818.019 | 3741.6586 | 3813.4789
4708.7316 | 4614.5569 | 4703.1323
5109.5241 | 5007.3336 | 5103.4483
5028.422 | 4927.8536 | 5022.4426
4497.1973 | 4407.2533 | 4491.8496
3482.3107 | 3412.6645 | 3478.1698
2058.3796 | 2017.212 | 2055.9319
0 | 0 | 0
0 | 0 | 0
0 | 0 | 0
0 | 0 | 0
0 | 0 | 0
0 | 0 | 0
0 | 0 | 0
0 | 0 | 0
0 | 0 | 0
0 | 0 | 0
0 | 0 | 0
0 | 0 | 0
0 | 0 | 0
0 | 0 | 0
0 | 0 | 0
276.8961 | 271.3581 | 276.5668
2485.5716 | 2435.8602 | 2482.616
3807.6137 | 3731.4614 | 3803.086
4590.2369 | 4498.4322 | 4584.7786
4983.0279 | 4883.3674 | 4977.1025
4788.4558 | 4692.6867 | 4782.7618
4285.3943 | 4199.6864 | 4280.2985
3333.947 | 3267.2681 | 3329.9826
1977.9371 | 1938.3784 | 1975.5851
0 | 0 | 0
0 | 0 | 0
0 | 0 | 0
0 | 0 | 0
0 | 0 | 0
0 | 0 | 0
0 | 0 | 0
0 | 0 | 0
0 | 0 | 0
0 | 0 | 0
0 | 0 | 0
0 | 0 | 0
0 | 0 | 0
0 | 0 | 0
0 | 0 | 0
122.668 | 120.2147 | 122.5221
1286.278 | 1260.5524 | 1284.7484
2048.2161 | 2007.2518 | 2045.7805
2583.7621 | 2532.0869 | 2580.6897
1462.1488 | 1432.9059 | 1460.4102
1722.1676 | 1687.7242 | 1720.1197
831.191 | 814.5672 | 830.2026
819.1292 | 802.7466 | 818.1552
993.8777 | 974.0002 | 992.6959
0 | 0 | 0
0 | 0 | 0
0 | 0 | 0
0 | 0 | 0
0 | 0 | 0
0 | 0 | 0
0 | 0 | 0
0 | 0 | 0
0 | 0 | 0
0 | 0 | 0
0 | 0 | 0
0 | 0 | 0
0 | 0 | 0
0 | 0 | 0
0 | 0 | 0
69.7709 | 68.3755 | 69.688
2178.1288 | 2134.5663 | 2175.5388
2683.1159 | 2629.4536 | 2679.9253
3162.0984 | 3098.8565 | 3158.3383
3293.5483 | 3227.6773 | 3289.6319
4827.4319 | 4730.8833 | 4821.6915
2564.9596 | 2513.6604 | 2561.9096
3346.546 | 3279.6151 | 3342.5666
1936.0722 | 1897.3508 | 1933.77
0 | 0 | 0
0 | 0 | 0
0 | 0 | 0
0 | 0 | 0
0 | 0 | 0
0 | 0 | 0
0 | 0 | 0
0 | 0 | 0
0 | 0 | 0
0 | 0 | 0
0 | 0 | 0
0 | 0 | 0
0 | 0 | 0
0 | 0 | 0
0 | 0 | 0
0 | 0 | 0
88.7236 | 86.9491 | 88.6181
252.7984 | 247.7425 | 252.4978
405.9048 | 397.7867 | 405.4222
560.752 | 549.537 | 560.0852
652.2771 | 639.2316 | 651.5015
399.9042 | 391.9062 | 399.4287
239.3984 | 234.6104 | 239.1137
163.5205 | 160.2501 | 163.3261
0 | 0 | 0
0 | 0 | 0
0 | 0 | 0
0 | 0 | 0
0 | 0 | 0
0 | 0 | 0
0 | 0 | 0
0 | 0 | 0
0 | 0 | 0
0 | 0 | 0
0 | 0 | 0
0 | 0 | 0
0 | 0 | 0
0 | 0 | 0
0 | 0 | 0
539.5035 | 528.7134 | 538.862
47.0232 | 46.0827 | 46.9673
1756.355 | 1721.2279 | 1754.2665
1877.0971 | 1839.5551 | 1874.865
4743.9084 | 4649.0303 | 4738.2674
2954.5605 | 2895.4693 | 2951.0472
3359.9241 | 3292.7256 | 3355.9287
2185.835 | 2142.1183 | 2183.2358
1900.5648 | 1862.5535 | 1898.3048
51.7308 | 50.6962 | 51.6693
0 | 0 | 0
0 | 0 | 0
0 | 0 | 0
0 | 0 | 0
0 | 0 | 0
0 | 0 | 0
0 | 0 | 0
0 | 0 | 0
0 | 0 | 0
0 | 0 | 0
0 | 0 | 0
0 | 0 | 0
0 | 0 | 0
0 | 0 | 0
66.2099 | 64.8857 | 66.1312
1349.3478 | 1322.3609 | 1347.7433
1907.6756 | 1869.5221 | 1905.4072
3703.5762 | 3629.5046 | 3699.1722
3980.2732 | 3900.6677 | 3975.5402
4525.2654 | 4434.7601 | 4519.8843
4055.1269 | 3974.0244 | 4050.3049
3201.5662 | 3137.5349 | 3197.7592
1888.7221 | 1850.9476 | 1886.4761
333.9067 | 327.2285 | 333.5096
0 | 0 | 0
0 | 0 | 0
0 | 0 | 0
0 | 0 | 0
0 | 0 | 0
0 | 0 | 0
0 | 0 | 0
0 | 0 | 0
0 | 0 | 0
0 | 0 | 0
0 | 0 | 0
0 | 0 | 0
0 | 0 | 0
0 | 0 | 0
71.7079 | 70.2737 | 71.6226
1372.6871 | 1345.2334 | 1371.0549
2631.9566 | 2579.3175 | 2628.8269
4252.5222 | 4167.4718 | 4247.4655
3759.6857 | 3684.492 | 3755.215
3982.7376 | 3903.0828 | 3978.0016
3449.1469 | 3380.1639 | 3445.0454
2147.5752 | 2104.6237 | 2145.0215
1674.7806 | 1641.285 | 1672.7891
338.8834 | 332.1058 | 338.4805
0 | 0 | 0
0 | 0 | 0
0 | 0 | 0
0 | 0 | 0
0 | 0 | 0
0 | 0 | 0
0 | 0 | 0
0 | 0 | 0
0 | 0 | 0
0 | 0 | 0
0 | 0 | 0
0 | 0 | 0
0 | 0 | 0
0 | 0 | 0
84.4988 | 82.8088 | 84.3983
1483.3909 | 1453.7231 | 1481.6269
1779.8546 | 1744.2575 | 1777.7381
3661.1993 | 3587.9754 | 3656.8458
3927.5859 | 3849.0341 | 3922.9155
4629.4835 | 4536.8938 | 4623.9785
2683.982 | 2630.3024 | 2680.7904
3239.3645 | 3174.5772 | 3235.5125
1513.5642 | 1483.2929 | 1511.7644
44.7001 | 43.8061 | 44.6469
0 | 0 | 0
0 | 0 | 0
0 | 0 | 0
0 | 0 | 0
0 | 0 | 0
0 | 0 | 0
0 | 0 | 0
0 | 0 | 0
0 | 0 | 0
0 | 0 | 0
0 | 0 | 0
0 | 0 | 0
0 | 0 | 0
0 | 0 | 0
0 | 0 | 0
6.5692 | 6.4378 | 6.5614
2524.7829 | 2474.2873 | 2521.7807
42.7175 | 41.8632 | 42.6667
4822.9793 | 4726.5197 | 4817.2442
4849.3639 | 4752.3766 | 4843.5974
4385.9119 | 4298.1937 | 4380.6965
3412.5497 | 3344.2987 | 3408.4918
2032.8076 | 1992.1514 | 2030.3903
403.4123 | 395.3441 | 402.9326
0 | 0 | 0
0 | 0 | 0
0 | 0 | 0
0 | 0 | 0
0 | 0 | 0
0 | 0 | 0
0 | 0 | 0
0 | 0 | 0
0 | 0 | 0
0 | 0 | 0
0 | 0 | 0
0 | 0 | 0
0 | 0 | 0
0 | 0 | 0
46.2279 | 45.3034 | 46.1729
1063.5491 | 1042.2781 | 1062.2844
2239.9981 | 2195.1981 | 2237.3345
4259.6675 | 4174.4742 | 4254.6023
4645.1125 | 4552.2102 | 4639.5889
4598.4706 | 4506.5012 | 4593.0025
4109.9926 | 4027.7928 | 4105.1054
3216.898 | 3152.5601 | 3213.0728
1927.2373 | 1888.6926 | 1924.9456
394.9679 | 387.0685 | 394.4982
0 | 0 | 0
0 | 0 | 0
0 | 0 | 0
0 | 0 | 0
0 | 0 | 0
0 | 0 | 0
0 | 0 | 0
0 | 0 | 0
0 | 0 | 0
0 | 0 | 0
0 | 0 | 0
0 | 0 | 0
0 | 0 | 0
0 | 0 | 0
93.3604 | 91.4931 | 93.2493
865.0731 | 847.7716 | 864.0444
1673.2348 | 1639.7701 | 1671.2451
4128.3656 | 4045.7983 | 4123.4565
4524.4767 | 4433.9872 | 4519.0966
4550.7173 | 4459.7029 | 4545.3059
4086.9948 | 4005.2549 | 4082.1349
3216.4146 | 3152.0863 | 3212.5899
1978.9558 | 1939.3767 | 1976.6026
454.8061 | 445.71 | 454.2653
0 | 0 | 0
0 | 0 | 0
0 | 0 | 0
0 | 0 | 0
0 | 0 | 0
0 | 0 | 0
0 | 0 | 0
0 | 0 | 0
0 | 0 | 0
0 | 0 | 0
0 | 0 | 0
0 | 0 | 0
0 | 0 | 0
0 | 0 | 0
71.0434 | 69.6226 | 70.959
1304.9441 | 1278.8452 | 1303.3923
3401.156 | 3333.1329 | 3397.1116
4270.3814 | 4184.9738 | 4265.3034
4694.9918 | 4601.092 | 4689.4089
4678.7074 | 4585.1332 | 4673.1438
4224.8176 | 4140.3213 | 4219.7938
3198.8878 | 3134.9101 | 3195.084
1973.4684 | 1933.9991 | 1971.1217
91.9486 | 90.1096 | 91.8392
0 | 0 | 0
0 | 0 | 0
0 | 0 | 0
0 | 0 | 0
0 | 0 | 0
0 | 0 | 0
0 | 0 | 0
0 | 0 | 0
0 | 0 | 0
0 | 0 | 0
0 | 0 | 0
0 | 0 | 0
0 | 0 | 0
0 | 0 | 0
38.9582 | 38.1791 | 38.9119
1214.505 | 1190.2149 | 1213.0608
3444.7611 | 3375.8659 | 3440.6649
4363.3643 | 4276.097 | 4358.1758
4841.7033 | 4744.8692 | 4835.946
4847.3187 | 4750.3723 | 4841.5547
4361.771 | 4274.5355 | 4356.5843
3440.4598 | 3371.6506 | 3436.3687
2097.4775 | 2055.528 | 2094.9834
514.3569 | 504.0698 | 513.7453
0 | 0 | 0
0 | 0 | 0
0 | 0 | 0
0 | 0 | 0
0 | 0 | 0
0 | 0 | 0
0 | 0 | 0
0 | 0 | 0
0 | 0 | 0
0 | 0 | 0
0 | 0 | 0
0 | 0 | 0
0 | 0 | 0
0 | 0 | 0
0.72931 | 0.71472 | 0.72844
328.9435 | 322.3647 | 328.5524
2301.1997 | 2255.1757 | 2298.4633
4132.5555 | 4049.9044 | 4127.6414
4480.3268 | 4390.7202 | 4474.9991
4265.3837 | 4180.076 | 4260.3117
2912.3832 | 2854.1355 | 2908.92
3165.0691 | 3101.7677 | 3161.3054
1954.2544 | 1915.1693 | 1951.9305
113.7931 | 111.5172 | 113.6578
0 | 0 | 0
0 | 0 | 0
0 | 0 | 0
0 | 0 | 0
0 | 0 | 0
0 | 0 | 0
0 | 0 | 0
0 | 0 | 0
0 | 0 | 0
0 | 0 | 0
0 | 0 | 0
0 | 0 | 0
0 | 0 | 0
0 | 0 | 0
51.2339 | 50.2092 | 51.173
1302.6127 | 1276.5604 | 1301.0637
3492.2976 | 3422.4516 | 3488.1448
4463.0795 | 4373.8179 | 4457.7724
4981.1941 | 4881.5702 | 4975.2709
5021.1801 | 4920.7565 | 5015.2093
4546.0781 | 4455.1566 | 4540.6723
3605.4367 | 3533.328 | 3601.1494
2222.5565 | 2178.1054 | 2219.9137
583.61 | 571.9378 | 582.916
0 | 0 | 0
0 | 0 | 0
0 | 0 | 0
0 | 0 | 0
0 | 0 | 0
0 | 0 | 0
0 | 0 | 0
0 | 0 | 0
0 | 0 | 0
0 | 0 | 0
0 | 0 | 0
0 | 0 | 0
0 | 0 | 0
0 | 0 | 0
0 | 0 | 0
842.6251 | 825.7726 | 841.6231
3390.8444 | 3323.0276 | 3386.8123
2521.8447 | 2471.4078 | 2518.8459
3637.1747 | 3564.4313 | 3632.8497
3725.8582 | 3651.341 | 3721.4277
4215.1846 | 4130.8809 | 4210.1723
3272.4293 | 3206.9807 | 3268.538
1155.4753 | 1132.3658 | 1154.1013
70.4973 | 69.0874 | 70.4135
0 | 0 | 0
0 | 0 | 0
0 | 0 | 0
0 | 0 | 0
0 | 0 | 0
0 | 0 | 0
0 | 0 | 0
0 | 0 | 0
0 | 0 | 0
0 | 0 | 0
0 | 0 | 0
0 | 0 | 0
0 | 0 | 0
0 | 0 | 0
65.4011 | 64.0931 | 65.3233
861.3023 | 844.0763 | 860.2781
2710.3925 | 2656.1847 | 2707.1695
440.445 | 431.6361 | 439.9213
2724.1841 | 2669.7004 | 2720.9447
2494.9955 | 2445.0956 | 2492.0287
2730.4741 | 2675.8646 | 2727.2272
2985.8879 | 2926.1701 | 2982.3373
385.3634 | 377.6561 | 384.9051
19.3104 | 18.9242 | 19.2874
0 | 0 | 0
0 | 0 | 0
0 | 0 | 0
0 | 0 | 0
0 | 0 | 0
0 | 0 | 0
0 | 0 | 0
12483227.551 | 12233563 | 12468383.5304